## Tower_Light
BILL OF QUANTITY
TOWER LIGHT
NO | DESCRIPTION | UNIT | VOL | JAKARTA | BODETABEK | JAWA BARAT & BANTEN | JAWA TENGAH | JAWA TIMUR | BALINUSRA | SUMBAGUT | SUMBAGSEL | KALIMANTAN | SULAWESI | MALUKU PAPUA
|  |  |  | Unit Price (IDR) | Unit Price (IDR) | Unit Price (IDR) | Unit Price (IDR) | Unit Price (IDR) | Unit Price (IDR) | Unit Price (IDR) | Unit Price (IDR) | Unit Price (IDR) | Unit Price (IDR) | Unit Price (IDR)
1 | TOWER LIGHT 72m
a. | Tower foundation
1 | Excavation | m3 | 248.492 | 0 | 0 | 0 | 0 | 0 | 0 | 0 | 0 | 0 | 0 | 0
2 | Sand fill thickness 5 cm | m3 | 3.362 | 0 | 0 | 0 | 0 | 0 | 0 | 0 | 0 | 0 | 0 | 0
3 | Lean concrete thickness 5 cm | m3 | 3.362 | 0 | 0 | 0 | 0 | 0 | 0 | 0 | 0 | 0 | 0 | 0
4 | Concrete fotting K-225 | m3 | 23.534
5 | Concrete pedestal K-225 | m3 | 2.6015
6 | Concrete tie beam K-225 | m3 | 1.951
7 | Back fill per layer max. thicness 30 cm, compacted with stamper machine | m3 | 214.0445
8 | Finishing with cementing | m2 | 2.8
9 | Foundation of ladder and cable tray 40x60x70 (Horizontal and Vertical) | m3 | 1.58
b | Tower structure Light
1 | Tower sructure SS- 400 (incl. Profile Angle, Gusset,base plate) | kg | 18555 | 0 | 0 | 0 | 0 | 0 | 0 | 0 | 0 | 0 | 0 | 0
2 | Anchor Bolt ASTM A307, (72m,62m dia. 30mm//52m,42m dia.25mm//32m dia.22mm) | pcs | 32
3 | Bolt & Nut ( HTB grade 8.8) | kg | 557.4 | 0 | 0 | 0 | 0 | 0 | 0 | 0 | 0 | 0 | 0 | 0
4 | Templete Tower | kg | 291.9
4 | Galvanize | kg | 18555 | 0 | 0 | 0 | 0 | 0 | 0 | 0 | 0 | 0 | 0 | 0
5 | Transportation | kg | 19404.3 | 0 | 0 | 0 | 0 | 0 | 0 | 0 | 0 | 0 | 0 | 0
6 | Erection and painting | kg | 19112.4
c | Tower accessories |  | 0
1 | Lightning protection + accessories |  | 0
| - Splitzen Cu 3/4" x 60 cm and Isolator | unit | 1 | 0 | 0 | 0 | 0 | 0 | 0 | 0 | 0 | 0 | 0 | 0
| - Instalasi Splitzen Cu | lot | 1
2 | BC wire 50 mm2 with triangle clamp (galvanize) per 100 cm | m1 | 80
3 | Obtruction light LED and static min.intensity 10cd complete with accessories (Ex. Philips or equivalent) | unit | 3
4 | Photo Cell electric LUMINA 6A or equivalent (for OB Light and Site Garden Lamp) | unit | 1 | 0 | 0 | 0 | 0 | 0 | 0 | 0 | 0 | 0 | 0 | 0
5 | Box Panel dimension 250x300x120 mm (solid-metal) IP 65 + Accessories | unit | 1
6 | MCB 1 Phase 6A Merlin Gerin NC45aD 6KA D Curve or equivalent (Connect to KWH) | unit | 1 | 0 | 0 | 0 | 0 | 0 | 0 | 0 | 0 | 0 | 0 | 0
7 | Lightning Current OBO type MCD 50 B/1 + MCD 125 B/NPE or Phoenix type 1x FLT 35 CTRL 0,9i + 1x FLT 35 CTRL 0,9 complete with certificate (from international OBO or Phoenix sole agent and attached material test result) | unit | 1 | 0 | 0 | 0 | 0 | 0 | 0 | 0 | 0 | 0 | 0 | 0
8 | Terminal Cu Bar (PE) 15x50x2 mm (Silver Plating) include hole M6 | unit | 1
9 | Cable NYY 3x1,5 mm2, Supreme or equivalent | m' | 80 | 0 | 0 | 0 | 0 | 0 | 0 | 0 | 0 | 0 | 0 | 0
10 | Cu bar 300x100x10 mm 14 holes M8 for grounding terminal Complete with assesories at ladder cable | unit | 4 | 0 | 0 | 0 | 0 | 0 | 0 | 0 | 0 | 0 | 0 | 0
11 | BCC wire 50 mm2 with ties cable (black colour, heavy duty) per 100 cm at Ladder Cable | m' | 77
12 | Plate identificaton (stainless plate dim. 30x35 cm embossed printing) | unit | 1
2 | TOWER LIGHT 62m
a. | Tower foundation
1 | Excavation | m3 | 216.775 | 0 | 0 | 0 | 0 | 0 | 0 | 0 | 0 | 0 | 0 | 0
2 | Sand fill thickness 5 cm | m3 | 2.8125 | 0 | 0 | 0 | 0 | 0 | 0 | 0 | 0 | 0 | 0 | 0
3 | Lean concrete thickness 5 cm | m3 | 2.8125 | 0 | 0 | 0 | 0 | 0 | 0 | 0 | 0 | 0 | 0 | 0
4 | Concrete fotting K-225 | m3 | 19.6875
5 | Concrete pedestal K-225 | m3 | 2.6015
6 | Concrete tie beam K-225 | m3 | 1.687
7 | Back fill per layer max. thicness 30 cm, compacted with stamper machine | m3 | 187.537
8 | Finishing with cementing | m2 | 2.8
9 | Foundation of ladder and cable tray 40x60x70 (Horizontal and Vertical) | m3 | 1.58
c. | Tower structure Light
1 | Tower sructure SS- 400 (incl. Profile Angle, Gusset,base plate) | m3 | 13841 | 0 | 0 | 0 | 0 | 0 | 0 | 0 | 0 | 0 | 0 | 0
2 | Anchor Bolt ASTM A307, (72m,62m dia. 30mm//52m,42m dia.25mm//32m dia.22mm) | m3 | 32
3 | Bolt & Nut ( HTB grade 8.8) | m3 | 443.2 | 0 | 0 | 0 | 0 | 0 | 0 | 0 | 0 | 0 | 0 | 0
4 | Templete Tower | m3 | 264.4
4 | Galvanize | m3 | 13841 | 0 | 0 | 0 | 0 | 0 | 0 | 0 | 0 | 0 | 0 | 0
5 | Transportation | m3 | 14548.6 | 0 | 0 | 0 | 0 | 0 | 0 | 0 | 0 | 0 | 0 | 0
6 | Erection and painting | m3 | 14284.2
e. | Tower accessories
1 | Lightning protection + accessories
| - Splitzen Cu 3/4" x 60 cm and Isolator | unit | 1 | 0 | 0 | 0 | 0 | 0 | 0 | 0 | 0 | 0 | 0 | 0
| - Instalasi Splitzen Cu | lot | 1
2 | BC wire 50 mm2 with triangle clamp (galvanize) per 100 cm | m1 | 80
3 | Obtruction light LED and static min.intensity 10cd complete with accessories (Ex. Philips or equivalent) | unit | 3
4 | Photo Cell electric LUMINA 6A or equivalent (for OB Light and Site Garden Lamp) | unit | 1 | 0 | 0 | 0 | 0 | 0 | 0 | 0 | 0 | 0 | 0 | 0
5 | Box Panel dimension 250x300x120 mm (solid-metal) IP 65 + Accessories | unit | 1
6 | MCB 1 Phase 6A Merlin Gerin NC45aD 6KA D Curve or equivalent (Connect to KWH) | unit | 1 | 0 | 0 | 0 | 0 | 0 | 0 | 0 | 0 | 0 | 0 | 0
7 | Lightning Current OBO type MCD 50 B/1 + MCD 125 B/NPE or Phoenix type 1x FLT 35 CTRL 0,9i + 1x FLT 35 CTRL 0,9 complete with certificate (from international OBO or Phoenix sole agent and attached material test result) | unit | 1 | 0 | 0 | 0 | 0 | 0 | 0 | 0 | 0 | 0 | 0 | 0
8 | Terminal Cu Bar (PE) 15x50x2 mm (Silver Plating) include hole M6 | unit | 1
9 | Cable NYY 3x1,5 mm2, Supreme or equivalent | m' | 80 | 0 | 0 | 0 | 0 | 0 | 0 | 0 | 0 | 0 | 0 | 0
10 | Cu bar 300x100x10 mm 14 holes M8 for grounding terminal Complete with assesories at ladder cable | unit | 4 | 0 | 0 | 0 | 0 | 0 | 0 | 0 | 0 | 0 | 0 | 0
11 | BCC wire 50 mm2 with ties cable (black colour, heavy duty) per 100 cm at Ladder Cable | m' | 77
12 | Plate identificaton (stainless plate dim. 30x35 cm embossed printing) | unit | 1
3 | TOWER LIGHT 52m
a. | Tower foundation
1 | Excavation | unit | 187.312 | 0 | 0 | 0 | 0 | 0 | 0 | 0 | 0 | 0 | 0 | 0
2 | Sand fill thickness 5 cm | unit | 2.312 | 0 | 0 | 0 | 0 | 0 | 0 | 0 | 0 | 0 | 0 | 0
3 | Lean concrete thickness 5 cm | unit | 2.312 | 0 | 0 | 0 | 0 | 0 | 0 | 0 | 0 | 0 | 0 | 0
4 | Concrete fotting K-225 | m' | 16.184
5 | Concrete pedestal K-225 | unit | 2.15
6 | Concrete tie beam K-225 | m' | 1.4
7 | Back fill per layer max. thicness 30 cm, compacted with stamper machine | unit | 163.254
8 | Finishing with cementing | m2 | 2.8
9 | Foundation of ladder and cable tray 40x60x70 (Horizontal and Vertical) | m3 | 1.58
b | Tower structure Light
1 | Tower sructure SS- 400 (incl. Profile Angle, Gusset,base plate) | kg | 10606.5 | 0 | 0 | 0 | 0 | 0 | 0 | 0 | 0 | 0 | 0 | 0
2 | Anchor Bolt ASTM A307, (72m,62m dia. 30mm//52m,42m dia.25mm//32m dia.22mm) | pcs | 32
3 | Bolt & Nut ( HTB grade 8.8) | kg | 337.1 | 0 | 0 | 0 | 0 | 0 | 0 | 0 | 0 | 0 | 0 | 0
4 | Templete Tower | kg | 169.6
4 | Galvanize | kg | 10606.5 | 0 | 0 | 0 | 0 | 0 | 0 | 0 | 0 | 0 | 0 | 0
5 | Transportation | kg | 11113.2 | 0 | 0 | 0 | 0 | 0 | 0 | 0 | 0 | 0 | 0 | 0
6 | Erection and painting | kg | 10943.6
c | Tower accessories | 0
1 | Lightning protection + accessories | 0
| - Splitzen Cu 3/4" x 60 cm and Isolator | unit | 1 | 0 | 0 | 0 | 0 | 0 | 0 | 0 | 0 | 0 | 0 | 0
| - Instalasi Splitzen Cu | lot | 1
2 | BC wire 50 mm2 with triangle clamp (galvanize) per 100 cm | m1 | 60
3 | Obtruction light LED and static min.intensity 10cd complete with accessories (Ex. Philips or equivalent) | unit | 3
4 | Photo Cell electric LUMINA 6A or equivalent (for OB Light and Site Garden Lamp) | unit | 1 | 0 | 0 | 0 | 0 | 0 | 0 | 0 | 0 | 0 | 0 | 0
5 | Box Panel dimension 250x300x120 mm (solid-metal) IP 65 + Accessories | unit | 1
6 | MCB 1 Phase 6A Merlin Gerin NC45aD 6KA D Curve or equivalent (Connect to KWH) | unit | 1 | 0 | 0 | 0 | 0 | 0 | 0 | 0 | 0 | 0 | 0 | 0
7 | Lightning Current OBO type MCD 50 B/1 + MCD 125 B/NPE or Phoenix type 1x FLT 35 CTRL 0,9i + 1x FLT 35 CTRL 0,9 complete with certificate (from international OBO or Phoenix sole agent and attached material test result) | unit | 1 | 0 | 0 | 0 | 0 | 0 | 0 | 0 | 0 | 0 | 0 | 0
8 | Terminal Cu Bar (PE) 15x50x2 mm (Silver Plating) include hole M6 | unit | 1
9 | Cable NYY 3x1,5 mm2, Supreme or equivalent | m' | 60 | 0 | 0 | 0 | 0 | 0 | 0 | 0 | 0 | 0 | 0 | 0
10 | Cu bar 300x100x10 mm 14 holes M8 for grounding terminal Complete with assesories at ladder cable | unit | 3 | 0 | 0 | 0 | 0 | 0 | 0 | 0 | 0 | 0 | 0 | 0
11 | BCC wire 50 mm2 with ties cable (black colour, heavy duty) per 100 cm at Ladder Cable | m' | 57
12 | Plate identificaton (stainless plate dim. 30x35 cm embossed printing) | unit | 1
4 | TOWER LIGHT 42m
a. | Tower foundation
1 | Excavation | m3 | 156.4 | 0 | 0 | 0 | 0 | 0 | 0 | 0 | 0 | 0 | 0 | 0
2 | Sand fill thickness 5 cm | m3 | 1.8 | 0 | 0 | 0 | 0 | 0 | 0 | 0 | 0 | 0 | 0 | 0
3 | Lean concrete thickness 5 cm | m3 | 1.8 | 0 | 0 | 0 | 0 | 0 | 0 | 0 | 0 | 0 | 0 | 0
4 | Concrete fotting K-225 | m3 | 12.6
5 | Concrete pedestal K-225 | m3 | 2.15
6 | Concrete tie beam K-225 | m3 | 1.1371
7 | Back fill per layer max. thicness 30 cm, compacted with stamper machine | m3 | 137.2129
8 | Finishing with cementing | m2 | 2.8
9 | Foundation of ladder and cable tray 40x60x70 (Horizontal and Vertical) | m3 | 1.58
b | Tower structure Light
1 | Tower sructure SS- 400 (incl. Profile Angle, Gusset,base plate) | kg | 7873 | 0 | 0 | 0 | 0 | 0 | 0 | 0 | 0 | 0 | 0 | 0
2 | Anchor Bolt ASTM A307, (72m,62m dia. 30mm//52m,42m dia.25mm//32m dia.22mm) | pcs | 32
3 | Bolt & Nut ( HTB grade 8.8) | kg | 223.2 | 0 | 0 | 0 | 0 | 0 | 0 | 0 | 0 | 0 | 0 | 0
4 | Templete Tower | kg | 157.1
4 | Galvanize | kg | 7873 | 0 | 0 | 0 | 0 | 0 | 0 | 0 | 0 | 0 | 0 | 0
5 | Transportation | kg | 8253.3 | 0 | 0 | 0 | 0 | 0 | 0 | 0 | 0 | 0 | 0 | 0
6 | Erection and painting | kg | 8096.2
c | Tower accessories | 0
1 | Lightning protection + accessories | 0
| - Splitzen Cu 3/4" x 60 cm and Isolator | unit | 1 | 0 | 0 | 0 | 0 | 0 | 0 | 0 | 0 | 0 | 0 | 0
| - Instalasi Splitzen Cu | lot | 1
2 | BC wire 50 mm2 with triangle clamp (galvanize) per 100 cm | m1 | 50
3 | Obtruction light LED and static min.intensity 10cd complete with accessories (Ex. Philips or equivalent) | unit | 1
4 | Photo Cell electric LUMINA 6A or equivalent (for OB Light and Site Garden Lamp) | unit | 1 | 0 | 0 | 0 | 0 | 0 | 0 | 0 | 0 | 0 | 0 | 0
5 | Box Panel dimension 250x300x120 mm (solid-metal) IP 65 + Accessories | unit | 1
6 | MCB 1 Phase 6A Merlin Gerin NC45aD 6KA D Curve or equivalent (Connect to KWH) | unit | 1 | 0 | 0 | 0 | 0 | 0 | 0 | 0 | 0 | 0 | 0 | 0
7 | Lightning Current OBO type MCD 50 B/1 + MCD 125 B/NPE or Phoenix type 1x FLT 35 CTRL 0,9i + 1x FLT 35 CTRL 0,9 complete with certificate (from international OBO or Phoenix sole agent and attached material test result) | unit | 1 | 0 | 0 | 0 | 0 | 0 | 0 | 0 | 0 | 0 | 0 | 0
8 | Terminal Cu Bar (PE) 15x50x2 mm (Silver Plating) include hole M6 | unit | 1
9 | Cable NYY 3x1,5 mm2, Supreme or equivalent | m' | 50 | 0 | 0 | 0 | 0 | 0 | 0 | 0 | 0 | 0 | 0 | 0
10 | Cu bar 300x100x10 mm 14 holes M8 for grounding terminal Complete with assesories at ladder cable | unit | 3 | 0 | 0 | 0 | 0 | 0 | 0 | 0 | 0 | 0 | 0 | 0
11 | BCC wire 50 mm2 with ties cable (black colour, heavy duty) per 100 cm at Ladder Cable | m' | 47
12 | Plate identificaton (stainless plate dim. 30x35 cm embossed printing) | unit | 1
5 | TOWER LIGHT 32m
a. | Tower foundation
1 | Excavation | m3 | 131.767 | 0 | 0 | 0 | 0 | 0 | 0 | 0 | 0 | 0 | 0 | 0
2 | Sand fill thickness 5 cm | m3 | 2.6645 | 0 | 0 | 0 | 0 | 0 | 0 | 0 | 0 | 0 | 0 | 0
3 | Lean concrete thickness 5 cm | m3 | 2.6645 | 0 | 0 | 0 | 0 | 0 | 0 | 0 | 0 | 0 | 0 | 0
4 | Concrete fotting K-225 | m3 | 9.8315
5 | Concrete pedestal K-225 | m3 | 2.15
6 | Concrete tie beam K-225 | m3 | 0.91328
7 | Back fill per layer max. thicness 30 cm, compacted with stamper machine | m3 | 113.8432
8 | Finishing with cementing | m2 | 2.8
9 | Foundation of ladder and cable tray 40x60x70 (Horizontal and Vertical) | m3 | 1.58
b | Tower structure Light
1 | Tower sructure SS- 400 (incl. Profile Angle, Gusset,base plate) | kg | 5355.8 | 0 | 0 | 0 | 0 | 0 | 0 | 0 | 0 | 0 | 0 | 0
2 | Anchor Bolt ASTM A307, (72m,62m dia. 30mm//52m,42m dia.25mm//32m dia.22mm) | pcs | 24
3 | Bolt & Nut ( HTB grade 8.8) | kg | 123.4 | 0 | 0 | 0 | 0 | 0 | 0 | 0 | 0 | 0 | 0 | 0
4 | Templete Tower | kg | 137.2
4 | Galvanize | kg | 5355.8 | 0 | 0 | 0 | 0 | 0 | 0 | 0 | 0 | 0 | 0 | 0
5 | Transportation | kg | 5616.4 | 0 | 0 | 0 | 0 | 0 | 0 | 0 | 0 | 0 | 0 | 0
6 | Erection and painting | kg | 5479.2
c | Tower accessories | 0 | 0
1 | Lightning protection + accessories | 0 | 0
| - Splitzen Cu 3/4" x 60 cm and Isolator | unit | 1 | 0 | 0 | 0 | 0 | 0 | 0 | 0 | 0 | 0 | 0 | 0
| - Instalasi Splitzen Cu | lot | 1
2 | BC wire 50 mm2 with triangle clamp (galvanize) per 100 cm | m1 | 40
3 | Obtruction light LED and static min.intensity 10cd complete with accessories (Ex. Philips or equivalent) | unit | 1
4 | Photo Cell electric LUMINA 6A or equivalent (for OB Light and Site Garden Lamp) | unit | 1 | 0 | 0 | 0 | 0 | 0 | 0 | 0 | 0 | 0 | 0 | 0
5 | Box Panel dimension 250x300x120 mm (solid-metal) IP 65 + Accessories | unit | 1
6 | MCB 1 Phase 6A Merlin Gerin NC45aD 6KA D Curve or equivalent (Connect to KWH) | unit | 1 | 0 | 0 | 0 | 0 | 0 | 0 | 0 | 0 | 0 | 0 | 0
7 | Lightning Current OBO type MCD 50 B/1 + MCD 125 B/NPE or Phoenix type 1x FLT 35 CTRL 0,9i + 1x FLT 35 CTRL 0,9 complete with certificate (from international OBO or Phoenix sole agent and attached material test result) | unit | 1 | 0 | 0 | 0 | 0 | 0 | 0 | 0 | 0 | 0 | 0 | 0
8 | Terminal Cu Bar (PE) 15x50x2 mm (Silver Plating) include hole M6 | unit | 1
9 | Cable NYY 3x1,5 mm2, Supreme or equivalent | m' | 40 | 0 | 0 | 0 | 0 | 0 | 0 | 0 | 0 | 0 | 0 | 0
10 | Cu bar 300x100x10 mm 14 holes M8 for grounding terminal Complete with assesories at ladder cable | unit | 2 | 0 | 0 | 0 | 0 | 0 | 0 | 0 | 0 | 0 | 0 | 0
11 | BCC wire 50 mm2 with ties cable (black colour, heavy duty) per 100 cm at Ladder Cable | m' | 37
12 | Plate identificaton (stainless plate dim. 30x35 cm embossed printing) | unit | 1
6 | TOWER LIGHT 25m (Rooftop)
a. | IWF Foundation | 0 | 0
1 | Anchor bolt or HILTI chemical dia. 22 mm | pcs | 16 | 0 | 0 | 0 | 0 | 0 | 0 | 0 | 0 | 0 | 0 | 0
2 | Foot plate 30x30 cm thickness 2cm, galvanize | pcs | 8
3 | H Beam 250x250x14x14 , galvanize | kg | 2844 | 0 | 0 | 0 | 0 | 0 | 0 | 0 | 0 | 0 | 0 | 0
b | Tower structure (Roof Top) | 0 | 0
1 | Tower sructure | kg | 4090 | 0 | 0 | 0 | 0 | 0 | 0 | 0 | 0 | 0 | 0 | 0
2 | Anchor min. dia. 25 mm | pcs | 16
3 | Galvanize | kg | 0 | 0 | 0 | 0 | 0 | 0 | 0 | 0 | 0 | 0 | 0 | 0
4 | Transportation | kg | 0 | 0 | 0 | 0 | 0 | 0 | 0 | 0 | 0 | 0 | 0 | 0
5 | Erection and painting | kg | 0
c | Tower accessories | 0 | 0
1 | Lightning protection + accessories | 0 | 0
| - Splitzen Cu 3/4" x 60 cm and Isolator | unit | 1 | 0 | 0 | 0 | 0 | 0 | 0 | 0 | 0 | 0 | 0 | 0
| - Instalasi Splitzen Cu | lot | 1
2 | BC wire 50 mm2 with triangle clamp (galvanize) per 100 cm | m1 | 25
3 | Obtruction light LED and static min.intensity 10cd complete with accessories (Ex. Philips or equivalent) | unit | 1
4 | Photo Cell electric LUMINA 6A or equivalent (for OB Light and Site Garden Lamp) | unit | 1 | 0 | 0 | 0 | 0 | 0 | 0 | 0 | 0 | 0 | 0 | 0
5 | Box Panel dimension 250x300x120 mm (solid-metal) IP 65 + Accessories | unit | 1
6 | MCB 1 Phase 6A Merlin Gerin NC45aD 6KA D Curve or equivalent (Connect to KWH) | unit | 1 | 0 | 0 | 0 | 0 | 0 | 0 | 0 | 0 | 0 | 0 | 0
7 | Lightning Current OBO type MCD 50 B/1 + MCD 125 B/NPE or Phoenix type 1x FLT 35 CTRL 0,9i + 1x FLT 35 CTRL 0,9 complete with certificate (from international OBO or Phoenix sole agent and attached material test result) | unit | 1 | 0 | 0 | 0 | 0 | 0 | 0 | 0 | 0 | 0 | 0 | 0
8 | Terminal Cu Bar (PE) 15x50x2 mm (Silver Plating) include hole M6 | unit | 1
9 | Cable NYY 3x1,5 mm2, Supreme or equivalent | m' | 35 | 0 | 0 | 0 | 0 | 0 | 0 | 0 | 0 | 0 | 0 | 0
10 | Cu bar 300x100x10 mm 14 holes M8 for grounding terminal Complete with assesories at ladder cable | unit | 2 | 0 | 0 | 0 | 0 | 0 | 0 | 0 | 0 | 0 | 0 | 0
11 | BCC wire 50 mm2 with ties cable (black colour, heavy duty) per 100 cm at Ladder Cable | m' | 30
12 | Plate identificaton (stainless plate dim. 30x35 cm embossed printing) | unit | 1
7 | TOWER LIGHT 20m (Rooftop)
b. | IWF Foundation
1 | Anchor bolt or HILTI chemical dia. 22 mm | pcs | 16 | 0 | 0 | 0 | 0 | 0 | 0 | 0 | 0 | 0 | 0 | 0
2 | Foot plate 30x30 cm thickness 2cm, galvanize | pcs | 8
3 | H Beam 250x250x14x14 , galvanize | kg | 1984 | 0 | 0 | 0 | 0 | 0 | 0 | 0 | 0 | 0 | 0 | 0
d. | Tower structure (Roof Top) | 0 | 0
1 | Tower sructure | kg | 2668.8 | 0 | 0 | 0 | 0 | 0 | 0 | 0 | 0 | 0 | 0 | 0
2 | Anchor min. dia. 25 mm | pcs | 16
3 | Galvanize | kg | 0 | 0 | 0 | 0 | 0 | 0 | 0 | 0 | 0 | 0 | 0 | 0
4 | Transportation | kg | 0 | 0 | 0 | 0 | 0 | 0 | 0 | 0 | 0 | 0 | 0 | 0
5 | Erection and painting | kg | 0
e. | Tower accessories | 0 | 0
1 | Lightning protection + accessories | 0 | 0
| - Splitzen Cu 3/4" x 60 cm and Isolator | unit | 1 | 0 | 0 | 0 | 0 | 0 | 0 | 0 | 0 | 0 | 0 | 0
| - Instalasi Splitzen Cu | lot | 1
2 | BC wire 50 mm2 with triangle clamp (galvanize) per 100 cm | m1 | 20
3 | Obtruction light LED and static min.intensity 10cd complete with accessories (Ex. Philips or equivalent) | unit | 1
4 | Photo Cell electric LUMINA 6A or equivalent (for OB Light and Site Garden Lamp) | unit | 1 | 0 | 0 | 0 | 0 | 0 | 0 | 0 | 0 | 0 | 0 | 0
5 | Box Panel dimension 250x300x120 mm (solid-metal) IP 65 + Accessories | unit | 1
6 | MCB 1 Phase 6A Merlin Gerin NC45aD 6KA D Curve or equivalent (Connect to KWH) | unit | 1 | 0 | 0 | 0 | 0 | 0 | 0 | 0 | 0 | 0 | 0 | 0
7 | Lightning Current OBO type MCD 50 B/1 + MCD 125 B/NPE or Phoenix type 1x FLT 35 CTRL 0,9i + 1x FLT 35 CTRL 0,9 complete with certificate (from international OBO or Phoenix sole agent and attached material test result) | unit | 1 | 0 | 0 | 0 | 0 | 0 | 0 | 0 | 0 | 0 | 0 | 0
8 | Terminal Cu Bar (PE) 15x50x2 mm (Silver Plating) include hole M6 | unit | 1
9 | Cable NYY 3x1,5 mm2, Supreme or equivalent | m' | 25 | 0 | 0 | 0 | 0 | 0 | 0 | 0 | 0 | 0 | 0 | 0
10 | Cu bar 300x100x10 mm 14 holes M8 for grounding terminal Complete with assesories at ladder cable | unit | 2 | 0 | 0 | 0 | 0 | 0 | 0 | 0 | 0 | 0 | 0 | 0
11 | BCC wire 50 mm2 with ties cable (black colour, heavy duty) per 100 cm at Ladder Cable | m' | 25
12 | Plate identificaton (stainless plate dim. 30x35 cm embossed printing) | unit | 1
8 | TOWER LIGHT 15m (Rooftop)
b. | IWF Foundation | 0 | 0
1 | Anchor bolt or HILTI chemical dia. 22 mm | pcs | 16 | 0 | 0 | 0 | 0 | 0 | 0 | 0 | 0 | 0 | 0 | 0
2 | Foot plate 30x30 cm thickness 2cm, galvanize | pcs | 8
3 | H Beam 250x250x14x14 , galvanize | kg | 1149
d. | Tower structure (Roof Top) | 0 | 0
1 | Tower sructure | kg | 1939.5 | 0 | 0 | 0 | 0 | 0 | 0 | 0 | 0 | 0 | 0 | 0
2 | Anchor min. dia. 25 mm | pcs | 16
3 | Galvanize | kg | 0 | 0 | 0 | 0 | 0 | 0 | 0 | 0 | 0 | 0 | 0 | 0
4 | Transportation | kg | 0 | 0 | 0 | 0 | 0 | 0 | 0 | 0 | 0 | 0 | 0 | 0
5 | Erection and painting | kg | 0
e. | Tower accessories | 0 | 0
1 | Lightning protection + accessories | 0 | 0
| - Splitzen Cu 3/4" x 60 cm and Isolator | unit | 1 | 0 | 0 | 0 | 0 | 0 | 0 | 0 | 0 | 0 | 0 | 0
| - Instalasi Splitzen Cu | lot | 1
2 | BC wire 50 mm2 with triangle clamp (galvanize) per 100 cm | m1 | 15
3 | Obtruction light LED and static min.intensity 10cd complete with accessories (Ex. Philips or equivalent) | unit | 1
4 | Photo Cell electric LUMINA 6A or equivalent (for OB Light and Site Garden Lamp) | unit | 1 | 0 | 0 | 0 | 0 | 0 | 0 | 0 | 0 | 0 | 0 | 0
5 | Box Panel dimension 250x300x120 mm (solid-metal) IP 65 + Accessories | unit | 1
6 | MCB 1 Phase 6A Merlin Gerin NC45aD 6KA D Curve or equivalent (Connect to KWH) | unit | 1 | 0 | 0 | 0 | 0 | 0 | 0 | 0 | 0 | 0 | 0 | 0
7 | Lightning Current OBO type MCD 50 B/1 + MCD 125 B/NPE or Phoenix type 1x FLT 35 CTRL 0,9i + 1x FLT 35 CTRL 0,9 complete with certificate (from international OBO or Phoenix sole agent and attached material test result) | unit | 1 | 0 | 0 | 0 | 0 | 0 | 0 | 0 | 0 | 0 | 0 | 0
8 | Terminal Cu Bar (PE) 15x50x2 mm (Silver Plating) include hole M6 | unit | 1
9 | Cable NYY 3x1,5 mm2, Supreme or equivalent | m' | 20 | 0 | 0 | 0 | 0 | 0 | 0 | 0 | 0 | 0 | 0 | 0
10 | Cu bar 300x100x10 mm 14 holes M8 for grounding terminal Complete with assesories at ladder cable | unit | 2 | 0 | 0 | 0 | 0 | 0 | 0 | 0 | 0 | 0 | 0 | 0
11 | BCC wire 50 mm2 with ties cable (black colour, heavy duty) per 100 cm at Ladder Cable | m' | 20
12 | Plate identificaton (stainless plate dim. 30x35 cm embossed printing) | unit | 1

## Tower_Medium
BILL OF QUANTITY
TOWER MEDIUM
NO | DESCRIPTION | UNIT | VOL | JAKARTA | BODETABEK | JAWA BARAT & BANTEN | JAWA TENGAH | JAWA TIMUR | BALINUSRA | SUMBAGUT | SUMBAGSEL | KALIMANTAN | SULAWESI | MALUKU PAPUA
|  |  |  | Unit Price (IDR) | Unit Price (IDR) | Unit Price (IDR) | Unit Price (IDR) | Unit Price (IDR) | Unit Price (IDR) | Unit Price (IDR) | Unit Price (IDR) | Unit Price (IDR) | Unit Price (IDR) | Unit Price (IDR)
1 | TOWER MEDIUM 90m
a. | Tower foundation
1 | Excavation | m3 | 434.304 | 0 | 0 | 0 | 0 | 0 | 0 | 0 | 0 | 0 | 0 | 0
2 | Sand fill thickness 5 cm | m3 | 3.872 | 0 | 0 | 0 | 0 | 0 | 0 | 0 | 0 | 0 | 0 | 0
3 | Lean concrete thickness 5 cm | m3 | 3.872 | 0 | 0 | 0 | 0 | 0 | 0 | 0 | 0 | 0 | 0 | 0
4 | Concrete fotting K-225 | m3 | 28.8
5 | Concrete pedestal K-225 | m3 | 6.566
6 | Concrete tie beam K-225 | m3 | 5.4
7 | Back fill per layer max. thicness 30 cm, compacted with stamper machine | m3 | 391.194
8 | Finishing with cementing | m2 | 3.36
9 | Foundation of ladder and cable tray 40x60x70 | m3 | 1.58
b. | Tower structure |  | 0
1 | Tower sructure | kg | 39651.23 | 0 | 0 | 0 | 0 | 0 | 0 | 0 | 0 | 0 | 0 | 0
2 | Anchor min. dia. 25 mm | pcs | 32
3 | Galvanize | kg | 39651.23 | 0 | 0 | 0 | 0 | 0 | 0 | 0 | 0 | 0 | 0 | 0
4 | Transportation | kg | 39651.23 | 0 | 0 | 0 | 0 | 0 | 0 | 0 | 0 | 0 | 0 | 0
5 | Erection and painting | kg | 39651.23
c. | Tower accessories | kg | 0
1 | Lightning protection + accessories |  | 0
| - Splitzen Cu 3/4" x 60 cm and Isolator | kg | 1 | 0 | 0 | 0 | 0 | 0 | 0 | 0 | 0 | 0 | 0 | 0
| - Instalasi Splitzen Cu | pcs | 1
2 | BC wire 50 mm2 with triangle clamp (galvanize) per 100 cm | kg | 100
3 | Obtruction light LED and static min.intensity 10cd complete with accessories (Ex. Philips or equivalent) | kg | 3
4 | Photo Cell electric LUMINA 6A (for OB Light and Site Garden Lamp) | kg | 1 | 0 | 0 | 0 | 0 | 0 | 0 | 0 | 0 | 0 | 0 | 0
5 | Box Panel dimension 200x300x120 mm (solid-metal) IP 65 + Accessories |  | 1
6 | MCB 1 Phase 6A Merlin Gerin NC45aD 6KA D Curve (Connect to KWH) |  | 1 | 0 | 0 | 0 | 0 | 0 | 0 | 0 | 0 | 0 | 0 | 0
7 | Lightning Current OBO type MCD 50 B/1 + MCD 125 B/NPE or Phoenix type 1x FLT 35 CTRL 0,9i + 1x FLT 35 CTRL 0,9 complete with certificate (from international OBO or Phoenix sole agent and attached material test result) | unit | 1 | 0 | 0 | 0 | 0 | 0 | 0 | 0 | 0 | 0 | 0 | 0
8 | Terminal Cu Bar (PE) 15x50x2 mm (Silver Plating) include hole M6 | lot | 1
9 | Cable NYY 3x1,5 mm2, Supreme | m1 | 100 | 0 | 0 | 0 | 0 | 0 | 0 | 0 | 0 | 0 | 0 | 0
10 | Cu bar 300x50x10 mm 7 holes M8 for grounding terminal Complete with assesories at ladder cable | unit | 5 | 0 | 0 | 0 | 0 | 0 | 0 | 0 | 0 | 0 | 0 | 0
11 | BCC wire 50 mm2 with ties cable (black colour) per 100 cm at Ladder Cable | unit | 300
12 | Plate identificaton (stainless plate dim. 20x25 cm embossed printing) | unit | 1
2 | TOWER MEDIUM 80m
a. | Tower foundation
1 | Excavation | m3 | 396.324 | 0 | 0 | 0 | 0 | 0 | 0 | 0 | 0 | 0 | 0 | 0
2 | Sand fill thickness 5 cm | m3 | 3.4445 | 0 | 0 | 0 | 0 | 0 | 0 | 0 | 0 | 0 | 0 | 0
3 | Lean concrete thickness 5 cm | m3 | 3.4445 | 0 | 0 | 0 | 0 | 0 | 0 | 0 | 0 | 0 | 0 | 0
4 | Concrete fotting K-225 | m3 | 25.313
5 | Concrete pedestal K-225 | m3 | 6.566
6 | Concrete tie beam K-225 | m3 | 4.8
7 | Back fill per layer max. thicness 30 cm, compacted with stamper machine | m3 | 357.557
8 | Finishing with cementing | m2 | 3.36
9 | Foundation of ladder and cable tray 40x60x70 | m3 | 1.58
b. | Tower structure | 0 | 0
1 | Tower sructure | kg | 31229.37 | 0 | 0 | 0 | 0 | 0 | 0 | 0 | 0 | 0 | 0 | 0
2 | Anchor min. dia. 25 mm | pcs | 32
3 | Galvanize | kg | 31229.37 | 0 | 0 | 0 | 0 | 0 | 0 | 0 | 0 | 0 | 0 | 0
4 | Transportation | kg | 31229.37 | 0 | 0 | 0 | 0 | 0 | 0 | 0 | 0 | 0 | 0 | 0
5 | Erection and painting | kg | 31229.37
c. | Tower accessories | 0 | 0
1 | Lightning protection + accessories | 0 | 0
| - Splitzen Cu 3/4" x 60 cm and Isolator | unit | 1 | 0 | 0 | 0 | 0 | 0 | 0 | 0 | 0 | 0 | 0 | 0
| - Instalasi Splitzen Cu | lot | 1
2 | BC wire 50 mm2 with triangle clamp (galvanize) per 100 cm | m1 | 90
3 | Obtruction light LED and static min.intensity 10cd complete with accessories (Ex. Philips or equivalent) | unit | 3
4 | Photo Cell electric LUMINA 6A (for OB Light and Site Garden Lamp) | unit | 1 | 0 | 0 | 0 | 0 | 0 | 0 | 0 | 0 | 0 | 0 | 0
5 | Box Panel dimension 200x300x120 mm (solid-metal) IP 65 + Accessories | unit | 1
6 | MCB 1 Phase 6A Merlin Gerin NC45aD 6KA D Curve (Connect to KWH) | unit | 1 | 0 | 0 | 0 | 0 | 0 | 0 | 0 | 0 | 0 | 0 | 0
7 | Lightning Current OBO type MCD 50 B/1 + MCD 125 B/NPE or Phoenix type 1x FLT 35 CTRL 0,9i + 1x FLT 35 CTRL 0,9 complete with certificate (from international OBO or Phoenix sole agent and attached material test result) | unit | 1 | 0 | 0 | 0 | 0 | 0 | 0 | 0 | 0 | 0 | 0 | 0
8 | Terminal Cu Bar (PE) 15x50x2 mm (Silver Plating) include hole M6 | unit | 1
9 | Cable NYY 3x1,5 mm2, Supreme | m' | 90 | 0 | 0 | 0 | 0 | 0 | 0 | 0 | 0 | 0 | 0 | 0
10 | Cu bar 300x50x10 mm 7 holes M8 for grounding terminal Complete with assesories at ladder cable | unit | 4 | 0 | 0 | 0 | 0 | 0 | 0 | 0 | 0 | 0 | 0 | 0
11 | BCC wire 50 mm2 with ties cable (black colour) per 100 cm at Ladder Cable | m' | 240
12 | Plate identificaton (stainless plate dim. 20x25 cm embossed printing) | unit | 1
3 | TOWER MEDIUM 70m
a. | Tower foundation
1 | Excavation | m3 | 325.764 | 0 | 0 | 0 | 0 | 0 | 0 | 0 | 0 | 0 | 0 | 0
2 | Sand fill thickness 5 cm | m3 | 2.6645 | 0 | 0 | 0 | 0 | 0 | 0 | 0 | 0 | 0 | 0 | 0
3 | Lean concrete thickness 5 cm | m3 | 2.6645 | 0 | 0 | 0 | 0 | 0 | 0 | 0 | 0 | 0 | 0 | 0
4 | Concrete fotting K-225 | m3 | 16.9
5 | Concrete pedestal K-225 | m3 | 4.896
6 | Concrete tie beam K-225 | m3 | 4.2
7 | Back fill per layer max. thicness 30 cm, compacted with stamper machine | m3 | 298.639
8 | Finishing with cementing | m2 | 2.88
9 | Foundation of ladder and cable tray 40x60x70 | m3 | 1.58
b. | Tower structure | 0 | 0
1 | Tower sructure | kg | 22807.51 | 0 | 0 | 0 | 0 | 0 | 0 | 0 | 0 | 0 | 0 | 0
2 | Anchor min. dia. 25 mm | pcs | 32
3 | Galvanize | kg | 22807.51 | 0 | 0 | 0 | 0 | 0 | 0 | 0 | 0 | 0 | 0 | 0
4 | Transportation | kg | 22807.51 | 0 | 0 | 0 | 0 | 0 | 0 | 0 | 0 | 0 | 0 | 0
5 | Erection and painting | kg | 22807.51
c. | Tower accessories | 0 | 0
1 | Lightning protection + accessories | 0 | 0
| - Splitzen Cu 3/4" x 60 cm and Isolator | unit | 1 | 0 | 0 | 0 | 0 | 0 | 0 | 0 | 0 | 0 | 0 | 0
| - Instalasi Splitzen Cu | lot | 1
2 | BC wire 50 mm2 with triangle clamp (galvanize) per 100 cm | m1 | 80
3 | Obtruction light LED and static min.intensity 10cd complete with accessories (Ex. Philips or equivalent) | unit | 3
4 | Photo Cell electric LUMINA 6A (for OB Light and Site Garden Lamp) | unit | 1 | 0 | 0 | 0 | 0 | 0 | 0 | 0 | 0 | 0 | 0 | 0
5 | Box Panel dimension 200x300x120 mm (solid-metal) IP 65 + Accessories | unit | 1
6 | MCB 1 Phase 6A Merlin Gerin NC45aD 6KA D Curve (Connect to KWH) | unit | 1 | 0 | 0 | 0 | 0 | 0 | 0 | 0 | 0 | 0 | 0 | 0
7 | Lightning Current OBO type MCD 50 B/1 + MCD 125 B/NPE or Phoenix type 1x FLT 35 CTRL 0,9i + 1x FLT 35 CTRL 0,9 complete with certificate (from international OBO or Phoenix sole agent and attached material test result) | unit | 1 | 0 | 0 | 0 | 0 | 0 | 0 | 0 | 0 | 0 | 0 | 0
8 | Terminal Cu Bar (PE) 15x50x2 mm (Silver Plating) include hole M6 | unit | 1
9 | Cable NYY 3x1,5 mm2, Supreme | m' | 80 | 0 | 0 | 0 | 0 | 0 | 0 | 0 | 0 | 0 | 0 | 0
10 | Cu bar 300x50x10 mm 7 holes M8 for grounding terminal Complete with assesories at ladder cable | unit | 4 | 0 | 0 | 0 | 0 | 0 | 0 | 0 | 0 | 0 | 0 | 0
11 | BCC wire 50 mm2 with ties cable (black colour) per 100 cm at Ladder Cable | m' | 200
12 | Plate identificaton (stainless plate dim. 20x25 cm embossed printing) | unit | 1
4 | TOWER MEDIUM 55m
a. | Tower foundation
1 | Excavation | m3 | 225.959 | 0 | 0 | 0 | 0 | 0 | 0 | 0 | 0 | 0 | 0 | 0
2 | Sand fill thickness 5 cm | m3 | 1.9845 | 0 | 0 | 0 | 0 | 0 | 0 | 0 | 0 | 0 | 0 | 0
3 | Lean concrete thickness 5 cm | m3 | 1.9845 | 0 | 0 | 0 | 0 | 0 | 0 | 0 | 0 | 0 | 0 | 0
4 | Concrete fotting K-225 | m3 | 13.613
5 | Concrete pedestal K-225 | m3 | 4.104
6 | Concrete tie beam K-225 | m3 | 3.3
7 | Back fill per layer max. thicness 30 cm, compacted with stamper machine | m3 | 204.274
8 | Finishing with cementing | m2 | 2.88
9 | Foundation of ladder and cable tray 40x60x70 | m3 | 1.58
b. | Tower structure | 0 | 0
1 | Tower sructure | kg | 15745.49 | 0 | 0 | 0 | 0 | 0 | 0 | 0 | 0 | 0 | 0 | 0
2 | Anchor min. dia. 25 mm | pcs | 32
3 | Galvanize | kg | 15745.49 | 0 | 0 | 0 | 0 | 0 | 0 | 0 | 0 | 0 | 0 | 0
4 | Transportation | kg | 15745.49 | 0 | 0 | 0 | 0 | 0 | 0 | 0 | 0 | 0 | 0 | 0
5 | Erection and painting | kg | 15745.49
c. | Tower accessories | 0 | 0
1 | Lightning protection + accessories | 0 | 0
| - Splitzen Cu 3/4" x 60 cm and Isolator | unit | 1 | 0 | 0 | 0 | 0 | 0 | 0 | 0 | 0 | 0 | 0 | 0
| - Instalasi Splitzen Cu | lot | 1
2 | BC wire 50 mm2 with triangle clamp (galvanize) per 100 cm | m1 | 65
3 | Obtruction light LED and static min.intensity 10cd complete with accessories (Ex. Philips or equivalent) | unit | 3
4 | Photo Cell electric LUMINA 6A (for OB Light and Site Garden Lamp) | unit | 1 | 0 | 0 | 0 | 0 | 0 | 0 | 0 | 0 | 0 | 0 | 0
5 | Box Panel dimension 200x300x120 mm (solid-metal) IP 65 + Accessories | unit | 1
6 | MCB 1 Phase 6A Merlin Gerin NC45aD 6KA D Curve (Connect to KWH) | unit | 1 | 0 | 0 | 0 | 0 | 0 | 0 | 0 | 0 | 0 | 0 | 0
7 | Lightning Current OBO type MCD 50 B/1 + MCD 125 B/NPE or Phoenix type 1x FLT 35 CTRL 0,9i + 1x FLT 35 CTRL 0,9 complete with certificate (from international OBO or Phoenix sole agent and attached material test result) | unit | 1 | 0 | 0 | 0 | 0 | 0 | 0 | 0 | 0 | 0 | 0 | 0
8 | Terminal Cu Bar (PE) 15x50x2 mm (Silver Plating) include hole M6 | unit | 1
9 | Cable NYY 3x1,5 mm2, Supreme | m' | 65 | 0 | 0 | 0 | 0 | 0 | 0 | 0 | 0 | 0 | 0 | 0
10 | Cu bar 300x50x10 mm 7 holes M8 for grounding terminal Complete with assesories at ladder cable | unit | 3 | 0 | 0 | 0 | 0 | 0 | 0 | 0 | 0 | 0 | 0 | 0
11 | BCC wire 50 mm2 with ties cable (black colour) per 100 cm at Ladder Cable | m' | 135
12 | Plate identificaton (stainless plate dim. 20x25 cm embossed printing) | unit | 1
5 | TOWER MEDIUM 40m
a. | Tower foundation
1 | Excavation | m3 | 177.599 | 0 | 0 | 0 | 0 | 0 | 0 | 0 | 0 | 0 | 0 | 0
2 | Sand fill thickness 5 cm | m3 | 1.4045 | 0 | 0 | 0 | 0 | 0 | 0 | 0 | 0 | 0 | 0 | 0
3 | Lean concrete thickness 5 cm | m3 | 1.4045 | 0 | 0 | 0 | 0 | 0 | 0 | 0 | 0 | 0 | 0 | 0
4 | Concrete fotting K-225 | m3 | 10.125
5 | Concrete pedestal K-225 | m3 | 2.8
6 | Concrete tie beam K-225 | m3 | 2.4
7 | Back fill per layer max. thicness 30 cm, compacted with stamper machine | m3 | 161.865
8 | Finishing with cementing | m2 | 2.4
9 | Foundation of ladder and cable tray 40x60x70 | m3 | 1.58
b. | Tower structure | 0 | 0
1 | Tower sructure | kg | 8274 | 0 | 0 | 0 | 0 | 0 | 0 | 0 | 0 | 0 | 0 | 0
2 | Anchor min. dia. 25 mm | pcs | 32
3 | Galvanize | kg | 8274 | 0 | 0 | 0 | 0 | 0 | 0 | 0 | 0 | 0 | 0 | 0
4 | Transportation | kg | 8274 | 0 | 0 | 0 | 0 | 0 | 0 | 0 | 0 | 0 | 0 | 0
5 | Erection and painting | kg | 8274
c. | Tower accessories | 0 | 0
1 | Lightning protection + accessories | 0 | 0
| - Splitzen Cu 3/4" x 60 cm and Isolator | unit | 1 | 0 | 0 | 0 | 0 | 0 | 0 | 0 | 0 | 0 | 0 | 0
| - Instalasi Splitzen Cu | lot | 1
2 | BC wire 50 mm2 with triangle clamp (galvanize) per 100 cm | m1 | 50
3 | Obtruction light LED and static min.intensity 10cd complete with accessories (Ex. Philips or equivalent) | unit | 1
4 | Photo Cell electric LUMINA 6A (for OB Light and Site Garden Lamp) | unit | 1 | 0 | 0 | 0 | 0 | 0 | 0 | 0 | 0 | 0 | 0 | 0
5 | Box Panel dimension 200x300x120 mm (solid-metal) IP 65 + Accessories | unit | 1
6 | MCB 1 Phase 6A Merlin Gerin NC45aD 6KA D Curve (Connect to KWH) | unit | 1 | 0 | 0 | 0 | 0 | 0 | 0 | 0 | 0 | 0 | 0 | 0
7 | Lightning Current OBO type MCD 50 B/1 + MCD 125 B/NPE or Phoenix type 1x FLT 35 CTRL 0,9i + 1x FLT 35 CTRL 0,9 complete with certificate (from international OBO or Phoenix sole agent and attached material test result) | unit | 1 | 0 | 0 | 0 | 0 | 0 | 0 | 0 | 0 | 0 | 0 | 0
8 | Terminal Cu Bar (PE) 15x50x2 mm (Silver Plating) include hole M6 | unit | 1
9 | Cable NYY 3x1,5 mm2, Supreme | m' | 50 | 0 | 0 | 0 | 0 | 0 | 0 | 0 | 0 | 0 | 0 | 0
10 | Cu bar 300x50x10 mm 7 holes M8 for grounding terminal Complete with assesories at ladder cable | unit | 2 | 0 | 0 | 0 | 0 | 0 | 0 | 0 | 0 | 0 | 0 | 0
11 | BCC wire 50 mm2 with ties cable (black colour) per 100 cm at Ladder Cable | m' | 80
12 | Plate identificaton (stainless plate dim. 20x25 cm embossed printing) | unit | 1
6 | TOWER MEDIUM 30m
a. | Tower foundation
1 | Excavation | m3 | 130.624 | 0 | 0 | 0 | 0 | 0 | 0 | 0 | 0 | 0 | 0 | 0
2 | Sand fill thickness 5 cm | m3 | 1.152 | 0 | 0 | 0 | 0 | 0 | 0 | 0 | 0 | 0 | 0 | 0
3 | Lean concrete thickness 5 cm | m3 | 1.152 | 0 | 0 | 0 | 0 | 0 | 0 | 0 | 0 | 0 | 0 | 0
4 | Concrete fotting K-225 | m3 | 8
5 | Concrete pedestal K-225 | m3 | 2.3
6 | Concrete tie beam K-225 | m3 | 1.8
7 | Back fill per layer max. thicness 30 cm, compacted with stamper machine | m3 | 118.02
8 | Finishing with cementing | m2 | 2.4
9 | Foundation of ladder and cable tray 40x60x70 | m3 | 1.58
b. | Tower structure | 0 | 0
1 | Tower sructure | kg | 6587.23 | 0 | 0 | 0 | 0 | 0 | 0 | 0 | 0 | 0 | 0 | 0
2 | Anchor min. dia. 25 mm | pcs | 24
3 | Galvanize | kg | 6587.23 | 0 | 0 | 0 | 0 | 0 | 0 | 0 | 0 | 0 | 0 | 0
4 | Transportation | kg | 6587.23 | 0 | 0 | 0 | 0 | 0 | 0 | 0 | 0 | 0 | 0 | 0
5 | Erection and painting | kg | 6587.23
c. | Tower accessories | 0 | 0
1 | Lightning protection + accessories | 0 | 0
| - Splitzen Cu 3/4" x 60 cm and Isolator | unit | 1 | 0 | 0 | 0 | 0 | 0 | 0 | 0 | 0 | 0 | 0 | 0
| - Instalasi Splitzen Cu | lot | 1
2 | BC wire 50 mm2 with triangle clamp (galvanize) per 100 cm | m1 | 40
3 | Obtruction light LED and static min.intensity 10cd complete with accessories (Ex. Philips or equivalent) | unit | 1
4 | Photo Cell electric LUMINA 6A (for OB Light and Site Garden Lamp) | unit | 1 | 0 | 0 | 0 | 0 | 0 | 0 | 0 | 0 | 0 | 0 | 0
5 | Box Panel dimension 200x300x120 mm (solid-metal) IP 65 + Accessories | unit | 1
6 | MCB 1 Phase 6A Merlin Gerin NC45aD 6KA D Curve (Connect to KWH) | unit | 1 | 0 | 0 | 0 | 0 | 0 | 0 | 0 | 0 | 0 | 0 | 0
7 | Lightning Current OBO type MCD 50 B/1 + MCD 125 B/NPE or Phoenix type 1x FLT 35 CTRL 0,9i + 1x FLT 35 CTRL 0,9 complete with certificate (from international OBO or Phoenix sole agent and attached material test result) | unit | 1 | 0 | 0 | 0 | 0 | 0 | 0 | 0 | 0 | 0 | 0 | 0
8 | Terminal Cu Bar (PE) 15x50x2 mm (Silver Plating) include hole M6 | unit | 1
9 | Cable NYY 3x1,5 mm2, Supreme | m' | 40 | 0 | 0 | 0 | 0 | 0 | 0 | 0 | 0 | 0 | 0 | 0
10 | Cu bar 300x50x10 mm 7 holes M8 for grounding terminal Complete with assesories at ladder cable | unit | 2 | 0 | 0 | 0 | 0 | 0 | 0 | 0 | 0 | 0 | 0 | 0
11 | BCC wire 50 mm2 with ties cable (black colour) per 100 cm at Ladder Cable | m' | 60
12 | Plate identificaton (stainless plate dim. 20x25 cm embossed printing) | unit | 1

## Tower_Heavy
BILL OF QUANTITY
TOWER SUPER HEAVY
NO | DESCRIPTION | UNIT | VOL | JAKARTA | BODETABEK | JAWA BARAT & BANTEN | JAWA TENGAH | JAWA TIMUR | BALINUSRA | SUMBAGUT | SUMBAGSEL | KALIMANTAN | SULAWESI | MALUKU PAPUA
|  |  |  | Unit Price (IDR) | Unit Price (IDR) | Unit Price (IDR) | Unit Price (IDR) | Unit Price (IDR) | Unit Price (IDR) | Unit Price (IDR) | Unit Price (IDR) | Unit Price (IDR) | Unit Price (IDR) | Unit Price (IDR)
1 | TOWER HEAVY 100m
a. | Tower foundation
1 | Excavation | m3 | 512.5 | 0 | 0 | 0 | 0 | 0 | 0 | 0 | 0 | 0 | 0 | 0
2 | Sand fill thickness 5 cm | m3 | 4.05 | 0 | 0 | 0 | 0 | 0 | 0 | 0 | 0 | 0 | 0 | 0
3 | Lean concrete thickness 5 cm | m3 | 4.05 | 0 | 0 | 0 | 0 | 0 | 0 | 0 | 0 | 0 | 0 | 0
4 | Concrete fotting K-225 | m3 | 30.258
5 | Concrete pedestal K-225 | m3 | 9.856
6 | Concrete tie beam K-225 | m3 | 4.8
7 | Back fill per layer max. thicness 30 cm, compacted with stamper machine | m3 | 464.286
8 | Finishing with cementing | m2 | 3.84
9 | Foundation of ladder and cable tray 40x60x70 | m3 | 1.58
b. | Tower structure
1 | Tower sructure | kg | 57275.9 | 0 | 0 | 0 | 0 | 0 | 0 | 0 | 0 | 0 | 0 | 0
2 | Anchor min. dia. 30 mm | pcs | 32
3 | Galvanize | kg | 57275.9 | 0 | 0 | 0 | 0 | 0 | 0 | 0 | 0 | 0 | 0 | 0
4 | Transportation | kg | 57275.9 | 0 | 0 | 0 | 0 | 0 | 0 | 0 | 0 | 0 | 0 | 0
5 | Erection and painting | kg | 57275.9
c. | Tower accessories
1 | Lightning protection + accessories
| - Splitzen Cu 3/4" x 60 cm and Isolator | unit | 1 | 0 | 0 | 0 | 0 | 0 | 0 | 0 | 0 | 0 | 0 | 0
| - Instalasi Splitzen Cu | lot | 1
2 | BC wire 50 mm2 with triangle clamp (galvanize) per 100 cm | m1 | 110
3 | Obtruction light LED and static min.intensity 10cd complete with accessories (Ex. Philips or equivalent) | unit | 3
4 | Photo Cell electric LUMINA 6A (for OB Light and Site Garden Lamp) | unit | 1 | 0 | 0 | 0 | 0 | 0 | 0 | 0 | 0 | 0 | 0 | 0
5 | Box Panel dimension 250x300x120 mm (solid-metal) IP 65 + Accessories | unit | 1
6 | MCB 1 Phase 6A Merlin Gerin NC45aD 6KA D Curve (Connect to KWH) | unit | 1 | 0 | 0 | 0 | 0 | 0 | 0 | 0 | 0 | 0 | 0 | 0
7 | Lightning Current OBO type MCD 50 B/1 + MCD 125 B/NPE or Phoenix type 1x FLT 35 CTRL 0,9i + 1x FLT 35 CTRL 0,9 complete with certificate (from international OBO or Phoenix sole agent and attached material test result) | unit | 1 | 0 | 0 | 0 | 0 | 0 | 0 | 0 | 0 | 0 | 0 | 0
8 | Terminal Cu Bar (PE) 15x50x2 mm (Silver Plating) include hole M6 | unit | 1
9 | Cable NYY 3x1,5 mm2, Supreme | m' | 110 | 0 | 0 | 0 | 0 | 0 | 0 | 0 | 0 | 0 | 0 | 0
10 | Cu bar 300x100x10 mm 7 holes M8 for grounding terminal Complete with assesories at ladder cable | unit | 5 | 0 | 0 | 0 | 0 | 0 | 0 | 0 | 0 | 0 | 0 | 0
11 | BCC wire 50 mm2 with ties cable (black colour) per 100 cm at Ladder Cable | m' | 105
12 | Plate identificaton (stainless plate dim. 20x25 cm embossed printing) | unit | 1
2 | TOWER HEAVY 90m
a. | Tower foundation
1 | Excavation | m3 | 478.928 | 0 | 0 | 0 | 0 | 0 | 0 | 0 | 0 | 0 | 0 | 0
2 | Sand fill thickness 5 cm | m3 | 4.232 | 0 | 0 | 0 | 0 | 0 | 0 | 0 | 0 | 0 | 0 | 0
3 | Lean concrete thickness 5 cm | m3 | 4.232 | 0 | 0 | 0 | 0 | 0 | 0 | 0 | 0 | 0 | 0 | 0
4 | Concrete fotting K-225 | m3 | 31.752
5 | Concrete pedestal K-225 | m3 | 6.762
6 | Concrete tie beam K-225 | m3 | 4.32
7 | Back fill per layer max. thicness 30 cm, compacted with stamper machine | m3 | 431.95
8 | Finishing with cementing | m2 | 3.36
9 | Foundation of ladder and cable tray 40x60x70 | m3 | 1.58
b. | Tower structure
1 | Tower sructure | kg | 45374.9 | 0 | 0 | 0 | 0 | 0 | 0 | 0 | 0 | 0 | 0 | 0
2 | Anchor min. dia. 30 mm | pcs | 32
3 | Galvanize | kg | 45374.9 | 0 | 0 | 0 | 0 | 0 | 0 | 0 | 0 | 0 | 0 | 0
4 | Transportation | kg | 45374.9 | 0 | 0 | 0 | 0 | 0 | 0 | 0 | 0 | 0 | 0 | 0
5 | Erection and painting | kg | 45374.9
c. | Tower accessories
1 | Lightning protection + accessories
| - Splitzen Cu 3/4" x 60 cm and Isolator | unit | 1 | 0 | 0 | 0 | 0 | 0 | 0 | 0 | 0 | 0 | 0 | 0
| - Instalasi Splitzen Cu | lot | 1
2 | BC wire 50 mm2 with triangle clamp (galvanize) per 100 cm | m1 | 100
3 | Obtruction light LED and static min.intensity 10cd complete with accessories (Ex. Philips or equivalent) | unit | 3
4 | Photo Cell electric LUMINA 6A (for OB Light and Site Garden Lamp) | unit | 1 | 0 | 0 | 0 | 0 | 0 | 0 | 0 | 0 | 0 | 0 | 0
5 | Box Panel dimension 250x300x120 mm (solid-metal) IP 65 + Accessories | unit | 1
6 | MCB 1 Phase 6A Merlin Gerin NC45aD 6KA D Curve (Connect to KWH) | unit | 1 | 0 | 0 | 0 | 0 | 0 | 0 | 0 | 0 | 0 | 0 | 0
7 | Lightning Current OBO type MCD 50 B/1 + MCD 125 B/NPE or Phoenix type 1x FLT 35 CTRL 0,9i + 1x FLT 35 CTRL 0,9 complete with certificate (from international OBO or Phoenix sole agent and attached material test result) | unit | 1 | 0 | 0 | 0 | 0 | 0 | 0 | 0 | 0 | 0 | 0 | 0
8 | Terminal Cu Bar (PE) 15x50x2 mm (Silver Plating) include hole M6 | unit | 1
9 | Cable NYY 3x1,5 mm2, Supreme | m' | 100 | 0 | 0 | 0 | 0 | 0 | 0 | 0 | 0 | 0 | 0 | 0
10 | Cu bar 300x100x10 mm 7 holes M8 for grounding terminal Complete with assesories at ladder cable | unit | 5 | 0 | 0 | 0 | 0 | 0 | 0 | 0 | 0 | 0 | 0 | 0
11 | BCC wire 50 mm2 with ties cable (black colour) per 100 cm at Ladder Cable | m' | 95
12 | Plate identificaton (stainless plate dim. 20x25 cm embossed printing) | unit | 1
3 | TOWER HEAVY 80m
a. | Tower foundation
1 | Excavation | m3 | 434.304 | 0 | 0 | 0 | 0 | 0 | 0 | 0 | 0 | 0 | 0 | 0
2 | Sand fill thickness 5 cm | m3 | 3.872 | 0 | 0 | 0 | 0 | 0 | 0 | 0 | 0 | 0 | 0 | 0
3 | Lean concrete thickness 5 cm | m3 | 3.872 | 0 | 0 | 0 | 0 | 0 | 0 | 0 | 0 | 0 | 0 | 0
4 | Concrete fotting K-225 | m3 | 25.6
5 | Concrete pedestal K-225 | m3 | 6.664
6 | Concrete tie beam K-225 | m3 | 3.84
7 | Back fill per layer max. thicness 30 cm, compacted with stamper machine | m3 | 394.296
8 | Finishing with cementing | m2 | 3.36
9 | Foundation of ladder and cable tray 40x60x70 | m3 | 1.58
b. | Tower structure
1 | Tower sructure | kg | 36690 | 0 | 0 | 0 | 0 | 0 | 0 | 0 | 0 | 0 | 0 | 0
2 | Anchor min. dia. 30 mm | pcs | 32
3 | Galvanize | kg | 36690 | 0 | 0 | 0 | 0 | 0 | 0 | 0 | 0 | 0 | 0 | 0
4 | Transportation | kg | 36690 | 0 | 0 | 0 | 0 | 0 | 0 | 0 | 0 | 0 | 0 | 0
5 | Erection and painting | kg | 36690
c. | Tower accessories
1 | Lightning protection + accessories
| - Splitzen Cu 3/4" x 60 cm and Isolator | unit | 1 | 0 | 0 | 0 | 0 | 0 | 0 | 0 | 0 | 0 | 0 | 0
| - Instalasi Splitzen Cu | lot | 1
2 | BC wire 50 mm2 with triangle clamp (galvanize) per 100 cm | m1 | 90
3 | Obtruction light LED and static min.intensity 10cd complete with accessories (Ex. Philips or equivalent) | unit | 3
4 | Photo Cell electric LUMINA 6A (for OB Light and Site Garden Lamp) | unit | 1 | 0 | 0 | 0 | 0 | 0 | 0 | 0 | 0 | 0 | 0 | 0
5 | Box Panel dimension 250x300x120 mm (solid-metal) IP 65 + Accessories | unit | 1
6 | MCB 1 Phase 6A Merlin Gerin NC45aD 6KA D Curve (Connect to KWH) | unit | 1 | 0 | 0 | 0 | 0 | 0 | 0 | 0 | 0 | 0 | 0 | 0
7 | Lightning Current OBO type MCD 50 B/1 + MCD 125 B/NPE or Phoenix type 1x FLT 35 CTRL 0,9i + 1x FLT 35 CTRL 0,9 complete with certificate (from international OBO or Phoenix sole agent and attached material test result) | unit | 1 | 0 | 0 | 0 | 0 | 0 | 0 | 0 | 0 | 0 | 0 | 0
8 | Terminal Cu Bar (PE) 15x50x2 mm (Silver Plating) include hole M6 | unit | 1
9 | Cable NYY 3x1,5 mm2, Supreme | m' | 90 | 0 | 0 | 0 | 0 | 0 | 0 | 0 | 0 | 0 | 0 | 0
10 | Cu bar 300x100x10 mm 7 holes M8 for grounding terminal Complete with assesories at ladder cable | unit | 4 | 0 | 0 | 0 | 0 | 0 | 0 | 0 | 0 | 0 | 0 | 0
11 | BCC wire 50 mm2 with ties cable (black colour) per 100 cm at Ladder Cable | m' | 85
12 | Plate identificaton (stainless plate dim. 20x25 cm embossed printing) | unit | 1
4 | TOWER HEAVY 70m
a. | Tower foundation
1 | Excavation | m3 | 360.144 | 0 | 0 | 0 | 0 | 0 | 0 | 0 | 0 | 0 | 0 | 0
2 | Sand fill thickness 5 cm | m3 | 3.042 | 0 | 0 | 0 | 0 | 0 | 0 | 0 | 0 | 0 | 0 | 0
3 | Lean concrete thickness 5 cm | m3 | 3.042 | 0 | 0 | 0 | 0 | 0 | 0 | 0 | 0 | 0 | 0 | 0
4 | Concrete fotting K-225 | m3 | 19.6
5 | Concrete pedestal K-225 | m3 | 4.896
6 | Concrete tie beam K-225 | m3 | 5.04
7 | Back fill per layer max. thicness 30 cm, compacted with stamper machine | m3 | 329.564
8 | Finishing with cementing | m2 | 2.88
9 | Foundation of ladder and cable tray 40x60x70 | m3 | 1.58
b. | Tower structure
1 | Tower sructure | kg | 28496.6 | 0 | 0 | 0 | 0 | 0 | 0 | 0 | 0 | 0 | 0 | 0
2 | Anchor min. dia. 30 mm | pcs | 32
3 | Galvanize | kg | 28496.6 | 0 | 0 | 0 | 0 | 0 | 0 | 0 | 0 | 0 | 0 | 0
4 | Transportation | kg | 28496.6 | 0 | 0 | 0 | 0 | 0 | 0 | 0 | 0 | 0 | 0 | 0
5 | Erection and painting | kg | 28496.6
c. | Tower accessories
1 | Lightning protection + accessories
| - Splitzen Cu 3/4" x 60 cm and Isolator | unit | 1 | 0 | 0 | 0 | 0 | 0 | 0 | 0 | 0 | 0 | 0 | 0
| - Instalasi Splitzen Cu | lot | 1
2 | BC wire 50 mm2 with triangle clamp (galvanize) per 100 cm | m1 | 80
3 | Obtruction light LED and static min.intensity 10cd complete with accessories (Ex. Philips or equivalent) | unit | 3
4 | Photo Cell electric LUMINA 6A (for OB Light and Site Garden Lamp) | unit | 1 | 0 | 0 | 0 | 0 | 0 | 0 | 0 | 0 | 0 | 0 | 0
5 | Box Panel dimension 250x300x120 mm (solid-metal) IP 65 + Accessories | unit | 1
6 | MCB 1 Phase 6A Merlin Gerin NC45aD 6KA D Curve (Connect to KWH) | unit | 1 | 0 | 0 | 0 | 0 | 0 | 0 | 0 | 0 | 0 | 0 | 0
7 | Lightning Current OBO type MCD 50 B/1 + MCD 125 B/NPE or Phoenix type 1x FLT 35 CTRL 0,9i + 1x FLT 35 CTRL 0,9 complete with certificate (from international OBO or Phoenix sole agent and attached material test result) | unit | 1 | 0 | 0 | 0 | 0 | 0 | 0 | 0 | 0 | 0 | 0 | 0
8 | Terminal Cu Bar (PE) 15x50x2 mm (Silver Plating) include hole M6 | unit | 1
9 | Cable NYY 3x1,5 mm2, Supreme | m' | 80 | 0 | 0 | 0 | 0 | 0 | 0 | 0 | 0 | 0 | 0 | 0
10 | Cu bar 300x100x10 mm 7 holes M8 for grounding terminal Complete with assesories at ladder cable | unit | 4 | 0 | 0 | 0 | 0 | 0 | 0 | 0 | 0 | 0 | 0 | 0
11 | BCC wire 50 mm2 with ties cable (black colour) per 100 cm at Ladder Cable | m' | 75
12 | Plate identificaton (stainless plate dim. 20x25 cm embossed printing) | unit | 1
5 | TOWER HEAVY 55m
a. | Tower foundation
1 | Excavation | m3 | 310.124 | 0 | 0 | 0 | 0 | 0 | 0 | 0 | 0 | 0 | 0 | 0
2 | Sand fill thickness 5 cm | m3 | 3.042 | 0 | 0 | 0 | 0 | 0 | 0 | 0 | 0 | 0 | 0 | 0
3 | Lean concrete thickness 5 cm | m3 | 3.042 | 0 | 0 | 0 | 0 | 0 | 0 | 0 | 0 | 0 | 0 | 0
4 | Concrete fotting K-225 | m3 | 19.6
5 | Concrete pedestal K-225 | m3 | 4.176
6 | Concrete tie beam K-225 | m3 | 3.96
7 | Back fill per layer max. thicness 30 cm, compacted with stamper machine | m3 | 280.264
8 | Finishing with cementing | m2 | 2.88
9 | Foundation of ladder and cable tray 40x60x70 | m3 | 1.58
b. | Tower structure
1 | Tower sructure | kg | 19427 | 0 | 0 | 0 | 0 | 0 | 0 | 0 | 0 | 0 | 0 | 0
2 | Anchor min. dia. 30 mm | pcs | 32
3 | Galvanize | kg | 19427 | 0 | 0 | 0 | 0 | 0 | 0 | 0 | 0 | 0 | 0 | 0
4 | Transportation | kg | 19427 | 0 | 0 | 0 | 0 | 0 | 0 | 0 | 0 | 0 | 0 | 0
5 | Erection and painting | kg | 19427
c. | Tower accessories
1 | Lightning protection + accessories
| - Splitzen Cu 3/4" x 60 cm and Isolator | unit | 1 | 0 | 0 | 0 | 0 | 0 | 0 | 0 | 0 | 0 | 0 | 0
| - Instalasi Splitzen Cu | lot | 1
2 | BC wire 50 mm2 with triangle clamp (galvanize) per 100 cm | m1 | 65
3 | Obtruction light LED and static min.intensity 10cd complete with accessories (Ex. Philips or equivalent) | unit | 3
4 | Photo Cell electric LUMINA 6A (for OB Light and Site Garden Lamp) | unit | 1 | 0 | 0 | 0 | 0 | 0 | 0 | 0 | 0 | 0 | 0 | 0
5 | Box Panel dimension 250x300x120 mm (solid-metal) IP 65 + Accessories | unit | 1
6 | MCB 1 Phase 6A Merlin Gerin NC45aD 6KA D Curve (Connect to KWH) | unit | 1 | 0 | 0 | 0 | 0 | 0 | 0 | 0 | 0 | 0 | 0 | 0
7 | Lightning Current OBO type MCD 50 B/1 + MCD 125 B/NPE or Phoenix type 1x FLT 35 CTRL 0,9i + 1x FLT 35 CTRL 0,9 complete with certificate (from international OBO or Phoenix sole agent and attached material test result) | unit | 1 | 0 | 0 | 0 | 0 | 0 | 0 | 0 | 0 | 0 | 0 | 0
8 | Terminal Cu Bar (PE) 15x50x2 mm (Silver Plating) include hole M6 | unit | 1
9 | Cable NYY 3x1,5 mm2, Supreme | m' | 65 | 0 | 0 | 0 | 0 | 0 | 0 | 0 | 0 | 0 | 0 | 0
10 | Cu bar 300x100x10 mm 7 holes M8 for grounding terminal Complete with assesories at ladder cable | unit | 3 | 0 | 0 | 0 | 0 | 0 | 0 | 0 | 0 | 0 | 0 | 0
11 | BCC wire 50 mm2 with ties cable (black colour) per 100 cm at Ladder Cable | m' | 60
12 | Plate identificaton (stainless plate dim. 20x25 cm embossed printing) | unit | 1

## Tower_Super_Heavy
BILL OF QUANTITY
TOWER HEAVY
NO | DESCRIPTION | UNIT | VOL | JAKARTA | BODETABEK | JAWA BARAT & BANTEN | JAWA TENGAH | JAWA TIMUR | BALINUSRA | SUMBAGUT | SUMBAGSEL | KALIMANTAN | SULAWESI | MALUKU PAPUA
|  |  |  | Unit Price (IDR) | Unit Price (IDR) | Unit Price (IDR) | Unit Price (IDR) | Unit Price (IDR) | Unit Price (IDR) | Unit Price (IDR) | Unit Price (IDR) | Unit Price (IDR) | Unit Price (IDR) | Unit Price (IDR)
1 | TOWER HEAVY 120m
a. | Tower foundation
1 | Excavation | m3 | 914.464 | 0 | 0 | 0 | 0 | 0 | 0 | 0 | 0 | 0 | 0 | 0
2 | Sand fill thickness 5 cm | m3 | 8.192 | 0 | 0 | 0 | 0 | 0 | 0 | 0 | 0 | 0 | 0 | 0
3 | Lean concrete thickness 5 cm | m3 | 8.192 | 0 | 0 | 0 | 0 | 0 | 0 | 0 | 0 | 0 | 0 | 0
4 | Concrete fotting K-225 | m3 | 93.6
5 | Concrete pedestal K-225 | m3 | 9.344
6 | Concrete tie beam K-225 | m3 | 8.64
7 | Back fill per layer max. thicness 30 cm, compacted with stamper machine | m3 | 795.136
8 | Finishing with cementing | m2 | 3.84
9 | Foundation of ladder and cable tray 40x60x70 | m3 | 1.58
b. | Tower structure
1 | Tower sructure | kg | 102176.28 | 0 | 0 | 0 | 0 | 0 | 0 | 0 | 0 | 0 | 0 | 0
2 | Anchor min. dia. 32 mm | pcs | 32
3 | Galvanize | kg | 102176.28 | 0 | 0 | 0 | 0 | 0 | 0 | 0 | 0 | 0 | 0 | 0
4 | Transportation | kg | 102176.28 | 0 | 0 | 0 | 0 | 0 | 0 | 0 | 0 | 0 | 0 | 0
5 | Erection and painting | kg | 102176.28
c. | Tower accessories
1 | Lightning protection + accessories
| - Splitzen Cu 3/4" x 60 cm and Isolator | unit | 1 | 0 | 0 | 0 | 0 | 0 | 0 | 0 | 0 | 0 | 0 | 0
| - Instalasi Splitzen Cu | lot | 1
2 | BC wire 50 mm2 with triangle clamp (galvanize) per 100 cm | m1 | 130
3 | Obtruction light LED and static min.intensity 10cd complete with accessories (Ex. Philips or equivalent) | unit | 3
4 | Photo Cell electric LUMINA 6A (for OB Light and Site Garden Lamp) | unit | 1 | 0 | 0 | 0 | 0 | 0 | 0 | 0 | 0 | 0 | 0 | 0
5 | Box Panel dimension 250x300x120 mm (solid-metal) IP 65 + Accessories | unit | 1
6 | MCB 1 Phase 6A Merlin Gerin NC45aD 6KA D Curve (Connect to KWH) | unit | 1 | 0 | 0 | 0 | 0 | 0 | 0 | 0 | 0 | 0 | 0 | 0
7 | Lightning Current OBO type MCD 50 B/1 + MCD 125 B/NPE or Phoenix type 1x FLT 35 CTRL 0,9i + 1x FLT 35 CTRL 0,9 complete with certificate (from international OBO or Phoenix sole agent and attached material test result) | unit | 1 | 0 | 0 | 0 | 0 | 0 | 0 | 0 | 0 | 0 | 0 | 0
8 | Terminal Cu Bar (PE) 15x50x2 mm (Silver Plating) include hole M6 | unit | 1
9 | Cable NYY 3x1,5 mm2, Supreme | m' | 130 | 0 | 0 | 0 | 0 | 0 | 0 | 0 | 0 | 0 | 0 | 0
10 | Cu bar 300x100x10 mm 7 holes M8 for grounding terminal Complete with assesories at ladder cable | unit | 6 | 0 | 0 | 0 | 0 | 0 | 0 | 0 | 0 | 0 | 0 | 0
11 | BCC wire 50 mm2 with ties cable (black colour) per 100 cm at Ladder Cable | m' | 125
12 | Plate identificaton (stainless plate dim. 20x25 cm embossed printing) | unit | 1
2 | TOWER HEAVY 110m
a. | Tower foundation
1 | Excavation | m3 | 797.204 | 0 | 0 | 0 | 0 | 0 | 0 | 0 | 0 | 0 | 0 | 0
2 | Sand fill thickness 5 cm | m3 | 6.962 | 0 | 0 | 0 | 0 | 0 | 0 | 0 | 0 | 0 | 0 | 0
3 | Lean concrete thickness 5 cm | m3 | 6.962 | 0 | 0 | 0 | 0 | 0 | 0 | 0 | 0 | 0 | 0 | 0
4 | Concrete fotting K-225 | m3 | 72.6
5 | Concrete pedestal K-225 | m3 | 9.472
6 | Concrete tie beam K-225 | m3 | 7.92
7 | Back fill per layer max. thicness 30 cm, compacted with stamper machine | m3 | 701.208
8 | Finishing with cementing | m2 | 3.84
9 | Foundation of ladder and cable tray 40x60x70 | m3 | 1.58
b. | Tower structure | 0 | 0
1 | Tower sructure | kg | 85854.44 | 0 | 0 | 0 | 0 | 0 | 0 | 0 | 0 | 0 | 0 | 0
2 | Anchor min. dia. 32 mm | pcs | 32
3 | Galvanize | kg | 85854.44 | 0 | 0 | 0 | 0 | 0 | 0 | 0 | 0 | 0 | 0 | 0
4 | Transportation | kg | 85854.44 | 0 | 0 | 0 | 0 | 0 | 0 | 0 | 0 | 0 | 0 | 0
5 | Erection and painting | kg | 85854.44
c. | Tower accessories | 0 | 0
1 | Lightning protection + accessories | 0 | 0
| - Splitzen Cu 3/4" x 60 cm and Isolator | unit | 1 | 0 | 0 | 0 | 0 | 0 | 0 | 0 | 0 | 0 | 0 | 0
| - Instalasi Splitzen Cu | lot | 1
2 | BC wire 50 mm2 with triangle clamp (galvanize) per 100 cm | m1 | 120
3 | Obtruction light LED and static min.intensity 10cd complete with accessories (Ex. Philips or equivalent) | unit | 3
4 | Photo Cell electric LUMINA 6A (for OB Light and Site Garden Lamp) | unit | 1 | 0 | 0 | 0 | 0 | 0 | 0 | 0 | 0 | 0 | 0 | 0
5 | Box Panel dimension 250x300x120 mm (solid-metal) IP 65 + Accessories | unit | 1
6 | MCB 1 Phase 6A Merlin Gerin NC45aD 6KA D Curve (Connect to KWH) | unit | 1 | 0 | 0 | 0 | 0 | 0 | 0 | 0 | 0 | 0 | 0 | 0
7 | Lightning Current OBO type MCD 50 B/1 + MCD 125 B/NPE or Phoenix type 1x FLT 35 CTRL 0,9i + 1x FLT 35 CTRL 0,9 complete with certificate (from international OBO or Phoenix sole agent and attached material test result) | unit | 1 | 0 | 0 | 0 | 0 | 0 | 0 | 0 | 0 | 0 | 0 | 0
8 | Terminal Cu Bar (PE) 15x50x2 mm (Silver Plating) include hole M6 | unit | 1
9 | Cable NYY 3x1,5 mm2, Supreme | m' | 120 | 0 | 0 | 0 | 0 | 0 | 0 | 0 | 0 | 0 | 0 | 0
10 | Cu bar 300x100x10 mm 7 holes M8 for grounding terminal Complete with assesories at ladder cable | unit | 6 | 0 | 0 | 0 | 0 | 0 | 0 | 0 | 0 | 0 | 0 | 0
11 | BCC wire 50 mm2 with ties cable (black colour) per 100 cm at Ladder Cable | m' | 115
12 | Plate identificaton (stainless plate dim. 20x25 cm embossed printing) | unit | 1
3 | TOWER HEAVY 100m
a. | Tower foundation
1 | Excavation | m3 | 709.3 | 0 | 0 | 0 | 0 | 0 | 0 | 0 | 0 | 0 | 0 | 0
2 | Sand fill thickness 5 cm | m3 | 6.05 | 0 | 0 | 0 | 0 | 0 | 0 | 0 | 0 | 0 | 0 | 0
3 | Lean concrete thickness 5 cm | m3 | 6.05 | 0 | 0 | 0 | 0 | 0 | 0 | 0 | 0 | 0 | 0 | 0
4 | Concrete fotting K-225 | m3 | 57.222
5 | Concrete pedestal K-225 | m3 | 9.6
6 | Concrete tie beam K-225 | m3 | 7.2
7 | Back fill per layer max. thicness 30 cm, compacted with stamper machine | m3 | 630.378
8 | Finishing with cementing | m2 | 3.84
9 | Foundation of ladder and cable tray 40x60x70 | m3 | 1.58
b. | Tower structure
1 | Tower sructure | kg | 72220.625 | 0 | 0 | 0 | 0 | 0 | 0 | 0 | 0 | 0 | 0 | 0
2 | Anchor min. dia. 32 mm | pcs | 32
3 | Galvanize | kg | 72220.625 | 0 | 0 | 0 | 0 | 0 | 0 | 0 | 0 | 0 | 0 | 0
4 | Transportation | kg | 72220.625 | 0 | 0 | 0 | 0 | 0 | 0 | 0 | 0 | 0 | 0 | 0
5 | Erection and painting | kg | 72220.625
c. | Tower accessories
1 | Lightning protection + accessories
| - Splitzen Cu 3/4" x 60 cm and Isolator | unit | 1 | 0 | 0 | 0 | 0 | 0 | 0 | 0 | 0 | 0 | 0 | 0
| - Instalasi Splitzen Cu | lot | 1
2 | BC wire 50 mm2 with triangle clamp (galvanize) per 100 cm | m1 | 110
3 | Obtruction light LED and static min.intensity 10cd complete with accessories (Ex. Philips or equivalent) | unit | 3
4 | Photo Cell electric LUMINA 6A (for OB Light and Site Garden Lamp) | unit | 1 | 0 | 0 | 0 | 0 | 0 | 0 | 0 | 0 | 0 | 0 | 0
5 | Box Panel dimension 250x300x120 mm (solid-metal) IP 65 + Accessories | unit | 1
6 | MCB 1 Phase 6A Merlin Gerin NC45aD 6KA D Curve (Connect to KWH) | unit | 1 | 0 | 0 | 0 | 0 | 0 | 0 | 0 | 0 | 0 | 0 | 0
7 | Lightning Current OBO type MCD 50 B/1 + MCD 125 B/NPE or Phoenix type 1x FLT 35 CTRL 0,9i + 1x FLT 35 CTRL 0,9 complete with certificate (from international OBO or Phoenix sole agent and attached material test result) | unit | 1 | 0 | 0 | 0 | 0 | 0 | 0 | 0 | 0 | 0 | 0 | 0
8 | Terminal Cu Bar (PE) 15x50x2 mm (Silver Plating) include hole M6 | unit | 1
9 | Cable NYY 3x1,5 mm2, Supreme | m' | 110 | 0 | 0 | 0 | 0 | 0 | 0 | 0 | 0 | 0 | 0 | 0
10 | Cu bar 300x100x10 mm 7 holes M8 for grounding terminal Complete with assesories at ladder cable | unit | 5 | 0 | 0 | 0 | 0 | 0 | 0 | 0 | 0 | 0 | 0 | 0
11 | BCC wire 50 mm2 with ties cable (black colour) per 100 cm at Ladder Cable | m' | 105
12 | Plate identificaton (stainless plate dim. 20x25 cm embossed printing) | unit | 1
4 | TOWER HEAVY 90m
a. | Tower foundation
1 | Excavation | m3 | 626.644 | 0 | 0 | 0 | 0 | 0 | 0 | 0 | 0 | 0 | 0 | 0
2 | Sand fill thickness 5 cm | m3 | 5.202 | 0 | 0 | 0 | 0 | 0 | 0 | 0 | 0 | 0 | 0 | 0
3 | Lean concrete thickness 5 cm | m3 | 5.202 | 0 | 0 | 0 | 0 | 0 | 0 | 0 | 0 | 0 | 0 | 0
4 | Concrete fotting K-225 | m3 | 44.18
5 | Concrete pedestal K-225 | m3 | 9.728
6 | Concrete tie beam K-225 | m3 | 5.4
7 | Back fill per layer max. thicness 30 cm, compacted with stamper machine | m3 | 562.332
8 | Finishing with cementing | m2 | 3.84
9 | Foundation of ladder and cable tray 40x60x70 | m3 | 1.58
b. | Tower structure
1 | Tower sructure | kg | 59111.05 | 0 | 0 | 0 | 0 | 0 | 0 | 0 | 0 | 0 | 0 | 0
2 | Anchor min. dia. 32 mm | pcs | 32
3 | Galvanize | kg | 59111.05 | 0 | 0 | 0 | 0 | 0 | 0 | 0 | 0 | 0 | 0 | 0
4 | Transportation | kg | 59111.05 | 0 | 0 | 0 | 0 | 0 | 0 | 0 | 0 | 0 | 0 | 0
5 | Erection and painting | kg | 59111.05
c. | Tower accessories
1 | Lightning protection + accessories
| - Splitzen Cu 3/4" x 60 cm and Isolator | unit | 1 | 0 | 0 | 0 | 0 | 0 | 0 | 0 | 0 | 0 | 0 | 0
| - Instalasi Splitzen Cu | lot | 1
2 | BC wire 50 mm2 with triangle clamp (galvanize) per 100 cm | m1 | 100
3 | Obtruction light LED and static min.intensity 10cd complete with accessories (Ex. Philips or equivalent) | unit | 3
4 | Photo Cell electric LUMINA 6A (for OB Light and Site Garden Lamp) | unit | 1 | 0 | 0 | 0 | 0 | 0 | 0 | 0 | 0 | 0 | 0 | 0
5 | Box Panel dimension 250x300x120 mm (solid-metal) IP 65 + Accessories | unit | 1
6 | MCB 1 Phase 6A Merlin Gerin NC45aD 6KA D Curve (Connect to KWH) | unit | 1 | 0 | 0 | 0 | 0 | 0 | 0 | 0 | 0 | 0 | 0 | 0
7 | Lightning Current OBO type MCD 50 B/1 + MCD 125 B/NPE or Phoenix type 1x FLT 35 CTRL 0,9i + 1x FLT 35 CTRL 0,9 complete with certificate (from international OBO or Phoenix sole agent and attached material test result) | unit | 1 | 0 | 0 | 0 | 0 | 0 | 0 | 0 | 0 | 0 | 0 | 0
8 | Terminal Cu Bar (PE) 15x50x2 mm (Silver Plating) include hole M6 | unit | 1
9 | Cable NYY 3x1,5 mm2, Supreme | m' | 100 | 0 | 0 | 0 | 0 | 0 | 0 | 0 | 0 | 0 | 0 | 0
10 | Cu bar 300x100x10 mm 7 holes M8 for grounding terminal Complete with assesories at ladder cable | unit | 5 | 0 | 0 | 0 | 0 | 0 | 0 | 0 | 0 | 0 | 0 | 0
11 | BCC wire 50 mm2 with ties cable (black colour) per 100 cm at Ladder Cable | m' | 95
12 | Plate identificaton (stainless plate dim. 20x25 cm embossed printing) | unit | 1
5 | TOWER HEAVY 80m
a. | Tower foundation
1 | Excavation | m3 | 539.929 | 0 | 0 | 0 | 0 | 0 | 0 | 0 | 0 | 0 | 0 | 0
2 | Sand fill thickness 5 cm | m3 | 4.3245 | 0 | 0 | 0 | 0 | 0 | 0 | 0 | 0 | 0 | 0 | 0
3 | Lean concrete thickness 5 cm | m3 | 4.3245 | 0 | 0 | 0 | 0 | 0 | 0 | 0 | 0 | 0 | 0 | 0
4 | Concrete fotting K-225 | m3 | 32.513
5 | Concrete pedestal K-225 | m3 | 9.856
6 | Concrete tie beam K-225 | m3 | 4.8
7 | Back fill per layer max. thicness 30 cm, compacted with stamper machine | m3 | 488.912
8 | Finishing with cementing | m2 | 3.84
9 | Foundation of ladder and cable tray 40x60x70 | m3 | 1.58
b. | Tower structure
1 | Tower sructure | kg | 46687.185 | 0 | 0 | 0 | 0 | 0 | 0 | 0 | 0 | 0 | 0 | 0
2 | Anchor min. dia. 32 mm | pcs | 32
3 | Galvanize | kg | 46687.185 | 0 | 0 | 0 | 0 | 0 | 0 | 0 | 0 | 0 | 0 | 0
4 | Transportation | kg | 46687.185 | 0 | 0 | 0 | 0 | 0 | 0 | 0 | 0 | 0 | 0 | 0
5 | Erection and painting | kg | 46687.185
c. | Tower accessories
1 | Lightning protection + accessories
| - Splitzen Cu 3/4" x 60 cm and Isolator | unit | 1 | 0 | 0 | 0 | 0 | 0 | 0 | 0 | 0 | 0 | 0 | 0
| - Instalasi Splitzen Cu | lot | 1
2 | BC wire 50 mm2 with triangle clamp (galvanize) per 100 cm | m1 | 90
3 | Obtruction light LED and static min.intensity 10cd complete with accessories (Ex. Philips or equivalent) | unit | 3
4 | Photo Cell electric LUMINA 6A (for OB Light and Site Garden Lamp) | unit | 1 | 0 | 0 | 0 | 0 | 0 | 0 | 0 | 0 | 0 | 0 | 0
5 | Box Panel dimension 250x300x120 mm (solid-metal) IP 65 + Accessories | unit | 1
6 | MCB 1 Phase 6A Merlin Gerin NC45aD 6KA D Curve (Connect to KWH) | unit | 1 | 0 | 0 | 0 | 0 | 0 | 0 | 0 | 0 | 0 | 0 | 0
7 | Lightning Current OBO type MCD 50 B/1 + MCD 125 B/NPE or Phoenix type 1x FLT 35 CTRL 0,9i + 1x FLT 35 CTRL 0,9 complete with certificate (from international OBO or Phoenix sole agent and attached material test result) | unit | 1 | 0 | 0 | 0 | 0 | 0 | 0 | 0 | 0 | 0 | 0 | 0
8 | Terminal Cu Bar (PE) 15x50x2 mm (Silver Plating) include hole M6 | unit | 1
9 | Cable NYY 3x1,5 mm2, Supreme | m' | 90 | 0 | 0 | 0 | 0 | 0 | 0 | 0 | 0 | 0 | 0 | 0
10 | Cu bar 300x100x10 mm 7 holes M8 for grounding terminal Complete with assesories at ladder cable | unit | 4 | 0 | 0 | 0 | 0 | 0 | 0 | 0 | 0 | 0 | 0 | 0
11 | BCC wire 50 mm2 with ties cable (black colour) per 100 cm at Ladder Cable | m' | 85
12 | Plate identificaton (stainless plate dim. 20x25 cm embossed printing) | unit | 1
6 | TOWER HEAVY 70m
a. | Tower foundation
1 | Excavation | m3 | 477.076 | 0 | 0 | 0 | 0 | 0 | 0 | 0 | 0 | 0 | 0 | 0
2 | Sand fill thickness 5 cm | m3 | 3.698 | 0 | 0 | 0 | 0 | 0 | 0 | 0 | 0 | 0 | 0 | 0
3 | Lean concrete thickness 5 cm | m3 | 3.698 | 0 | 0 | 0 | 0 | 0 | 0 | 0 | 0 | 0 | 0 | 0
4 | Concrete fotting K-225 | m3 | 24.34
5 | Concrete pedestal K-225 | m3 | 9.984
6 | Concrete tie beam K-225 | m3 | 4.2
7 | Back fill per layer max. thicness 30 cm, compacted with stamper machine | m3 | 435.36
8 | Finishing with cementing | m2 | 3.84
9 | Foundation of ladder and cable tray 40x60x70 | m3 | 1.58
b. | Tower structure
1 | Tower sructure | kg | 34720.13 | 0 | 0 | 0 | 0 | 0 | 0 | 0 | 0 | 0 | 0 | 0
2 | Anchor min. dia. 32 mm | pcs | 32
3 | Galvanize | kg | 34720.13 | 0 | 0 | 0 | 0 | 0 | 0 | 0 | 0 | 0 | 0 | 0
4 | Transportation | kg | 34720.13 | 0 | 0 | 0 | 0 | 0 | 0 | 0 | 0 | 0 | 0 | 0
5 | Erection and painting | kg | 34720.13
c. | Tower accessories
1 | Lightning protection + accessories
| - Splitzen Cu 3/4" x 60 cm and Isolator | unit | 1 | 0 | 0 | 0 | 0 | 0 | 0 | 0 | 0 | 0 | 0 | 0
| - Instalasi Splitzen Cu | lot | 1
2 | BC wire 50 mm2 with triangle clamp (galvanize) per 100 cm | m1 | 80
3 | Obtruction light LED and static min.intensity 10cd complete with accessories (Ex. Philips or equivalent) | unit | 3
4 | Photo Cell electric LUMINA 6A (for OB Light and Site Garden Lamp) | unit | 1 | 0 | 0 | 0 | 0 | 0 | 0 | 0 | 0 | 0 | 0 | 0
5 | Box Panel dimension 250x300x120 mm (solid-metal) IP 65 + Accessories | unit | 1
6 | MCB 1 Phase 6A Merlin Gerin NC45aD 6KA D Curve (Connect to KWH) | unit | 1 | 0 | 0 | 0 | 0 | 0 | 0 | 0 | 0 | 0 | 0 | 0
7 | Lightning Current OBO type MCD 50 B/1 + MCD 125 B/NPE or Phoenix type 1x FLT 35 CTRL 0,9i + 1x FLT 35 CTRL 0,9 complete with certificate (from international OBO or Phoenix sole agent and attached material test result) | unit | 1 | 0 | 0 | 0 | 0 | 0 | 0 | 0 | 0 | 0 | 0 | 0
8 | Terminal Cu Bar (PE) 15x50x2 mm (Silver Plating) include hole M6 | unit | 1
9 | Cable NYY 3x1,5 mm2, Supreme | m' | 80 | 0 | 0 | 0 | 0 | 0 | 0 | 0 | 0 | 0 | 0 | 0
10 | Cu bar 300x100x10 mm 7 holes M8 for grounding terminal Complete with assesories at ladder cable | unit | 4 | 0 | 0 | 0 | 0 | 0 | 0 | 0 | 0 | 0 | 0 | 0
11 | BCC wire 50 mm2 with ties cable (black colour) per 100 cm at Ladder Cable | m' | 75
12 | Plate identificaton (stainless plate dim. 20x25 cm embossed printing) | unit | 1

## Tower_Monopole
BILL OF QUANTITY
TOWER MONOPOLE
NO | DESCRIPTION | UNIT | VOL | JAKARTA | BODETABEK | JAWA BARAT & BANTEN | JAWA TENGAH | JAWA TIMUR | BALINUSRA | SUMBAGUT | SUMBAGSEL | KALIMANTAN | SULAWESI | MALUKU PAPUA
|  |  |  | Unit Price (IDR) | Unit Price (IDR) | Unit Price (IDR) | Unit Price (IDR) | Unit Price (IDR) | Unit Price (IDR) | Unit Price (IDR) | Unit Price (IDR) | Unit Price (IDR) | Unit Price (IDR) | Unit Price (IDR)
1 | TOWER MONOPOLE 32m
a. | Tower foundation
1 | Excavation | m3 | 120 | 0 | 0 | 0 | 0 | 0 | 0 | 0 | 0 | 0 | 0 | 0
2 | Sand fill thickness 5 cm | m3 | 2.34 | 0 | 0 | 0 | 0 | 0 | 0 | 0 | 0 | 0 | 0 | 0
3 | Lean concrete thickness 5 cm | m3 | 1.25 | 0 | 0 | 0 | 0 | 0 | 0 | 0 | 0 | 0 | 0 | 0
4 | Concrete fotting K-225 | m3 | 18
5 | Concrete pedestal K-225 | m3 | 3.15
6 | Concrete tie beam K-225 | m3 | 0
7 | Back fill per layer max. thicness 30 cm, compacted with stamper machine | m3 | 69.81
8 | Finishing with cementing | m2 | 2.4
9 | Foundation of ladder and cable tray 40x60x70 (Horisontal and Vertical) | m3 | 1.58
b. | Tower structure
1 | Tower sructure | kg | 10946 | 0 | 0 | 0 | 0 | 0 | 0 | 0 | 0 | 0 | 0 | 0
2 | Galvanize | kg | 10946 | 0 | 0 | 0 | 0 | 0 | 0 | 0 | 0 | 0 | 0 | 0
3 | Transportation | kg | 10946 | 0 | 0 | 0 | 0 | 0 | 0 | 0 | 0 | 0 | 0 | 0
4 | Erection and painting | kg | 10946
c. | Tower accessories
1 | Lightning protection + accessories
| - Splitzen Cu 3/4" x 60 cm and Isolator | unit | 1 | 0 | 0 | 0 | 0 | 0 | 0 | 0 | 0 | 0 | 0 | 0
| - Instalasi Splitzen Cu | lot | 1
2 | BC wire 50 mm2 with triangle clamp (galvanize) per 100 cm | m1 | 40
3 | Obtruction light LED and static min.intensity 10cd complete with accessories (Ex. Philips or equivalent) | unit | 1
4 | Photo Cell electric LUMINA 6A or equivalent (for OB Light and Site Garden Lamp) | unit | 1 | 0 | 0 | 0 | 0 | 0 | 0 | 0 | 0 | 0 | 0 | 0
5 | Box Panel dimension 250x300x120 mm (solid-metal) IP 65 + Accessories | unit | 1
6 | MCB 1 Phase 6A Merlin Gerin NC45aD 6KA D Curve or equivalent (Connect to KWH) | unit | 1 | 0 | 0 | 0 | 0 | 0 | 0 | 0 | 0 | 0 | 0 | 0
7 | Lightning Current OBO type MCD 50 B/1 + MCD 125 B/NPE or Phoenix type 1x FLT 35 CTRL 0,9i + 1x FLT 35 CTRL 0,9 complete with certificate (from international OBO or Phoenix sole agent and attached material test result) | unit | 1 | 0 | 0 | 0 | 0 | 0 | 0 | 0 | 0 | 0 | 0 | 0
8 | Terminal Cu Bar (PE) 15x50x2 mm (Silver Plating) include hole M6 | unit | 1
9 | Cable NYY 3x1,5 mm2, Supreme or equivalent | m' | 40 | 0 | 0 | 0 | 0 | 0 | 0 | 0 | 0 | 0 | 0 | 0
10 | Cu bar 300x100x10 mm 14 holes M8 for grounding terminal Complete with assesories at ladder cable | unit | 2 | 0 | 0 | 0 | 0 | 0 | 0 | 0 | 0 | 0 | 0 | 0
11 | BCC wire 50 mm2 with ties cable (black colour, heavy duty) per 100 cm at Ladder Cable | m' | 41
12 | Plate identificaton (stainless plate dim. 30x35 cm embossed printing) | unit | 1

## Pole
TOWER POLE
NO | DESCRIPTION | UNIT | VOL | JAKARTA | BODETABEK | JAWA BARAT & BANTEN | JAWA TENGAH | JAWA TIMUR | BALINUSRA | SUMBAGUT | SUMBAGSEL | KALIMANTAN | SULAWESI | MALUKU PAPUA
|  |  |  | Unit Price (IDR) | Unit Price (IDR) | Unit Price (IDR) | Unit Price (IDR) | Unit Price (IDR) | Unit Price (IDR) | Unit Price (IDR) | Unit Price (IDR) | Unit Price (IDR) | Unit Price (IDR) | Unit Price (IDR)
1 | POLE 12M
A | Pre-eliminary
1 | Crane Services, 40 tons | Ls |  | 0 | 0 | 0 | 0 | 0 | 0 | 0 | 0 | 0 | 0 | 0
2 | Site Clearance for Dismantle Work | Ls |  | 0 | 0 | 0 | 0 | 0 | 0 | 0 | 0 | 0 | 0 | 0
Settingout & Benchmarking
SUB TOTAL DEMOLISH WORK
B | Additional Building Strengthening Work (inci. Supporting tools, equipment)
1 | Water proofing at roof top by coating ex. Sika including mortar protection | m2 |  | 0 | 0 | 0 | 0 | 0 | 0 | 0 | 0 | 0 | 0 | 0
2 | Sika Carbodur -512- Bearing capacity enhancer | m' |  | 0 | 0 | 0 | 0 | 0 | 0 | 0 | 0 | 0 | 0 | 0
3 | Sikadur 31 CF Normal sebagai sealing | m' |  | 0 | 0 | 0 | 0 | 0 | 0 | 0 | 0 | 0 | 0 | 0
4 | Sikadur 752 sebagai pengisi celah retak | m' |  | 0 | 0 | 0 | 0 | 0 | 0 | 0 | 0 | 0 | 0 | 0
5 | Sicacarbodur S1012 (Pek. Perkuatan Balok) | m' |  | 0 | 0 | 0 | 0 | 0 | 0 | 0 | 0 | 0 | 0 | 0
6 | Sikadur 30 (Pek. Perkuatan Balok) | m' |  | 0 | 0 | 0 | 0 | 0 | 0 | 0 | 0 | 0 | 0 | 0
7 | Sika Wrap 231 C (Pek. Perkuatan Balok) | m2 |  | 0 | 0 | 0 | 0 | 0 | 0 | 0 | 0 | 0 | 0 | 0
8 | Sikadur 330 (Pek. Perkuatan Balok) | m2 |  | 0 | 0 | 0 | 0 | 0 | 0 | 0 | 0 | 0 | 0 | 0
9 | Sika Monotop 615 HB (Pekerjaan Patching) | m2 |  | 0 | 0 | 0 | 0 | 0 | 0 | 0 | 0 | 0 | 0 | 0
10 | Sika Grout -215-Cover to surface of Pad | m3 |  | 0 | 0 | 0 | 0 | 0 | 0 | 0 | 0 | 0 | 0 | 0
11 | Dismantling and reinstalling ceilling | m2 |  | 0 | 0 | 0 | 0 | 0 | 0 | 0 | 0 | 0 | 0 | 0
12 | Transportation and accomodation for Applicator | Ls |  | 0 | 0 | 0 | 0 | 0 | 0 | 0 | 0 | 0 | 0 | 0
SUB TOTAL BUILDING STRENGTHENING WORK
C | MINIPOLE WORK & FOUNDATION WORK
1 | Supply & Installations including Foundation - Minipole -12M | Unit |  | 0 | 0 | 0 | 0 | 0 | 0 | 0 | 0 | 0 | 0 | 0
2 | Base frame BTS | Ls |  | 0 | 0 | 0 | 0 | 0 | 0 | 0 | 0 | 0 | 0 | 0
3 | Acian | M2 |  | 0 | 0 | 0 | 0 | 0 | 0 | 0 | 0 | 0 | 0 | 0
4 | Pengecatan hitam pondasi | M2 |  | 0 | 0 | 0 | 0 | 0 | 0 | 0 | 0 | 0 | 0 | 0
5 | ACPDB Outdoor Pole (Pipe Support 3" height=2m, galvanized, incl. accessories and Foundation) | Ls |  | 0 | 0 | 0 | 0 | 0 | 0 | 0 | 0 | 0 | 0 | 0
6 | Supply and Install SACPDB outdoor type powder coated finishing (500x400mm), incl MCB & accessories | Ls |  | 0 | 0 | 0 | 0 | 0 | 0 | 0 | 0 | 0 | 0 | 0
7 | Electrical accessories | Ls |  | 0 | 0 | 0 | 0 | 0 | 0 | 0 | 0 | 0 | 0 | 0
8 | NYFGBY Cables 4x16 mm2 | M' |  | 0 | 0 | 0 | 0 | 0 | 0 | 0 | 0 | 0 | 0 | 0
9 | CABLE TRAY WITH COVER 150x50x3000 mm | M'
10 | Horizontal Elbow, dimension 150x50mm | unit |  | 0 | 0 | 0 | 0 | 0 | 0 | 0 | 0 | 0 | 0 | 0
11 | Grouting | set |  | 0 | 0 | 0 | 0 | 0 | 0 | 0 | 0 | 0 | 0 | 0
12 | Anchore HILTI HIT RE-500 with HAS E (5.8) M12x110/168 | Point |  | 0 | 0 | 0 | 0 | 0 | 0 | 0 | 0 | 0 | 0 | 0
13 | Anchore HILTI HIT RE-500 with HAS E (5.8) M16x125/198 | Point |  | 0 | 0 | 0 | 0 | 0 | 0 | 0 | 0 | 0 | 0 | 0
14 | Anchore HILTI HIT RE-500 with HAS E (5.8) M20x170/158 | Point |  | 0 | 0 | 0 | 0 | 0 | 0 | 0 | 0 | 0 | 0 | 0
15 | Anchore HILTI HIT RE-500 with HAS E (5.8) M24x210/54 | Point |  | 0 | 0 | 0 | 0 | 0 | 0 | 0 | 0 | 0 | 0 | 0
16 | Anchore HILTI HIT RE-500 with HAS E (5.8) M27X240/60 | Point |  | 0 | 0 | 0 | 0 | 0 | 0 | 0 | 0 | 0 | 0 | 0
17 | Anchore Hilti HVU M14-200 mm | Pcs |  | 0 | 0 | 0 | 0 | 0 | 0 | 0 | 0 | 0 | 0 | 0
18 | Pole 3" Sch 40 - tebal 6mm - HDG | Kg
19 | Pole 4" Sch 40 - tebal 6mm - HDG | Kg |  | 0 | 0 | 0 | 0 | 0 | 0 | 0 | 0 | 0 | 0 | 0
20 | Pole 5" Sch 40 - tebal 6mm - HDG | Kg
21 | Pole 6" Sch 40 - tebal 7.1 mm - HDG | Kg |  | 0 | 0 | 0 | 0 | 0 | 0 | 0 | 0 | 0 | 0 | 0
22 | PIPE CHS 60.5x3.9t, SS400 for Support Bracing | Kg |  | 0 | 0 | 0 | 0 | 0 | 0 | 0 | 0 | 0 | 0 | 0
23 | U-Bolt M12 Hot Dip Galvanized | Pcs |  | 0 | 0 | 0 | 0 | 0 | 0 | 0 | 0 | 0 | 0 | 0
24 | Threaded Rod 16 Length 150 Hot Dip Galvanized | Pcs |  | 0 | 0 | 0 | 0 | 0 | 0 | 0 | 0 | 0 | 0 | 0
25 | Steel Profile | kg |  | 0 | 0 | 0 | 0 | 0 | 0 | 0 | 0 | 0 | 0 | 0
26 | Plate | Kg
27 | Galvanize | Kg |  | 0 | 0 | 0 | 0 | 0 | 0 | 0 | 0 | 0 | 0 | 0
28 | Erection | Kg |  | 0 | 0 | 0 | 0 | 0 | 0 | 0 | 0 | 0 | 0 | 0
29 | Bolt M 12x150 mm Hot Dip Galvanize | pcs |  | 0 | 0 | 0 | 0 | 0 | 0 | 0 | 0 | 0 | 0 | 0
30 | Bolt M 12x120 mm Hot Dip Galvanize | pcs |  | 0 | 0 | 0 | 0 | 0 | 0 | 0 | 0 | 0 | 0 | 0
31 | Bolt M 12x60 mm Hot Dip Galvanize | pcs
32 | Bolt M 12x40 mm Hot Dip Galvanize | pcs |  | 0 | 0 | 0 | 0 | 0 | 0 | 0 | 0 | 0 | 0 | 0
33 | Bolt M 12x35 mm Hot Dip Galvanize | pcs |  | 0 | 0 | 0 | 0 | 0 | 0 | 0 | 0 | 0 | 0 | 0
34 | Horizontal Tray W=15cm Hot Dip Galvanize | M' |  | 0 | 0 | 0 | 0 | 0 | 0 | 0 | 0 | 0 | 0 | 0
35 | Horizontal Tray W=20cm Hot Dip Galvanize | M'
36 | Horizontal Tray W=30cm Hot Dip Galvanize | M' |  | 0 | 0 | 0 | 0 | 0 | 0 | 0 | 0 | 0 | 0 | 0
37 | Horizontal Tray W=40cm Hot Dip Galvanize | M' |  | 0 | 0 | 0 | 0 | 0 | 0 | 0 | 0 | 0 | 0 | 0
38 | Concrete K-225 with Re Bar 150 Kg/M³ - for Counterweight | M³ |  | 0 | 0 | 0 | 0 | 0 | 0 | 0 | 0 | 0 | 0 | 0
SUB TOTAL MINIPOLE WORK & FOUNDATION WORK
D | EARTHING SYSTEM
1 | Lightning protection + accessories | Unit |  | 0 | 0 | 0 | 0 | 0 | 0 | 0 | 0 | 0 | 0 | 0
2 | Cable BCC 50mm (yellow/green) | M' |  | 0 | 0 | 0 | 0 | 0 | 0 | 0 | 0 | 0 | 0 | 0
3 | Kabel Alumunium 70 mm | M' |  | 0 | 0 | 0 | 0 | 0 | 0 | 0 | 0 | 0 | 0 | 0
4 | Bi-metal Seprator (Tipe OBO 226 atau tipe OBO 249) | Pc |  | 0 | 0 | 0 | 0 | 0 | 0 | 0 | 0 | 0 | 0 | 0
5 | Alumunium Plate (100x300x8) 14 hole + Isolator ceramic | Unit |  | 0 | 0 | 0 | 0 | 0 | 0 | 0 | 0 | 0 | 0 | 0
6 | Controll box inside dimension 40x40x50 cm with bar Cu 300x100x10 mm 14 holes M8 for grounding terminal and key lock merk Cisa/Kend 50 or Iseo 50 + Rebar Ø10 mm dengan l=30 cm (2 pcs) | Unit |  | 0 | 0 | 0 | 0 | 0 | 0 | 0 | 0 | 0 | 0 | 0
7 | Copper rod dia. 20 mm length 4 m caldwelding to BCC 50 mm | Unit |  | 0 | 0 | 0 | 0 | 0 | 0 | 0 | 0 | 0 | 0 | 0
8 | Isothermic welding connection (with cadweld or equivalent) | point |  | 0 | 0 | 0 | 0 | 0 | 0 | 0 | 0 | 0 | 0 | 0
9 | Padlock 50 mm | pc |  | 0 | 0 | 0 | 0 | 0 | 0 | 0 | 0 | 0 | 0 | 0
10 | BC Wire 50 mm2 connected between grounding bar and copper rod & copper plate with stainless scoen and bolt | M' |  | 0 | 0 | 0 | 0 | 0 | 0 | 0 | 0 | 0 | 0 | 0
11 | Grounding accessories | set |  | 0 | 0 | 0 | 0 | 0 | 0 | 0 | 0 | 0 | 0 | 0
SUB TOTAL EARTHING SYSTEM
E | PLN NEW CONNECTION
1 | PLN Connection 10,6 kVA 3 Phase | Ls |  | 0 | 0 | 0 | 0 | 0 | 0 | 0 | 0 | 0 | 0 | 0
2 | PLN Pole 9 m (steel, additional out of what is being provided by PLN) | Unit |  | 0 | 0 | 0 | 0 | 0 | 0 | 0 | 0 | 0 | 0 | 0
3 | KWH Box Panel with safety lock dimension 70x50x30 cm , IP 66, broken white coloured with powder coating Incl.Change Over Switch 4P 63A Mounting Plate Type with handle selector (Kraus and Naimer / Socomec type Sirco VM1 ) and Receptacle for Genset 3 Phase + NPE 32 A, IP 66 (Legrand / Mennekes), Cable Duct PVC 25 mm + 1 MCB 1 pole 6 A / C Curve | Unit |  | 0 | 0 | 0 | 0 | 0 | 0 | 0 | 0 | 0 | 0 | 0
4 | Cable BCC 35mm (yellow/green) | M' |  | 0 | 0 | 0 | 0 | 0 | 0 | 0 | 0 | 0 | 0 | 0
SUB TOTAL PLN NEW CONNECTION
2 | POLE 9M
A | Pre-eliminary
1 | Crane Services, 40 tons | Ls |  | 0 | 0 | 0 | 0 | 0 | 0 | 0 | 0 | 0 | 0 | 0
2 | Site Clearance for Dismantle Work | Ls |  | 0 | 0 | 0 | 0 | 0 | 0 | 0 | 0 | 0 | 0 | 0
Settingout & Benchmarking
SUB TOTAL DEMOLISH WORK
B | Additional Building Strengthening Work (inci. Supporting tools, equipment)
1 | Water proofing at roof top by coating ex. Sika including mortar protection | m2 |  | 0 | 0 | 0 | 0 | 0 | 0 | 0 | 0 | 0 | 0 | 0
2 | Sika Carbodur -512- Bearing capacity enhancer | m' |  | 0 | 0 | 0 | 0 | 0 | 0 | 0 | 0 | 0 | 0 | 0
3 | Sikadur 31 CF Normal sebagai sealing | m' |  | 0 | 0 | 0 | 0 | 0 | 0 | 0 | 0 | 0 | 0 | 0
4 | Sikadur 752 sebagai pengisi celah retak | m' |  | 0 | 0 | 0 | 0 | 0 | 0 | 0 | 0 | 0 | 0 | 0
5 | Sicacarbodur S1012 (Pek. Perkuatan Balok) | m' |  | 0 | 0 | 0 | 0 | 0 | 0 | 0 | 0 | 0 | 0 | 0
6 | Sikadur 30 (Pek. Perkuatan Balok) | m' |  | 0 | 0 | 0 | 0 | 0 | 0 | 0 | 0 | 0 | 0 | 0
7 | Sika Wrap 231 C (Pek. Perkuatan Balok) | m2 |  | 0 | 0 | 0 | 0 | 0 | 0 | 0 | 0 | 0 | 0 | 0
8 | Sikadur 330 (Pek. Perkuatan Balok) | m2 |  | 0 | 0 | 0 | 0 | 0 | 0 | 0 | 0 | 0 | 0 | 0
9 | Sika Monotop 615 HB (Pekerjaan Patching) | m2 |  | 0 | 0 | 0 | 0 | 0 | 0 | 0 | 0 | 0 | 0 | 0
10 | Sika Grout -215-Cover to surface of Pad | m3 |  | 0 | 0 | 0 | 0 | 0 | 0 | 0 | 0 | 0 | 0 | 0
11 | Dismantling and reinstalling ceilling | m2 |  | 0 | 0 | 0 | 0 | 0 | 0 | 0 | 0 | 0 | 0 | 0
12 | Transportation and accomodation for Applicator | Ls |  | 0 | 0 | 0 | 0 | 0 | 0 | 0 | 0 | 0 | 0 | 0
SUB TOTAL BUILDING STRENGTHENING WORK
C | MINIPOLE WORK & FOUNDATION WORK
1 | Supply & Installations including Foundation - Minipole 3M | Unit |  | 0 | 0 | 0 | 0 | 0 | 0 | 0 | 0 | 0 | 0 | 0
2 | Base frame BTS | Ls |  | 0 | 0 | 0 | 0 | 0 | 0 | 0 | 0 | 0 | 0 | 0
3 | Acian | M2 |  | 0 | 0 | 0 | 0 | 0 | 0 | 0 | 0 | 0 | 0 | 0
4 | Pengecatan hitam pondasi | M2 |  | 0 | 0 | 0 | 0 | 0 | 0 | 0 | 0 | 0 | 0 | 0
5 | ACPDB Outdoor Pole (Pipe Support 3" height=2m, galvanized, incl. accessories and Foundation) | Ls |  | 0 | 0 | 0 | 0 | 0 | 0 | 0 | 0 | 0 | 0 | 0
6 | Supply and Install SACPDB outdoor type powder coated finishing (500x400mm), incl MCB & accessories | Ls |  | 0 | 0 | 0 | 0 | 0 | 0 | 0 | 0 | 0 | 0 | 0
7 | Electrical accessories | Ls |  | 0 | 0 | 0 | 0 | 0 | 0 | 0 | 0 | 0 | 0 | 0
8 | NYFGBY Cables 4x16 mm2 | M' |  | 0 | 0 | 0 | 0 | 0 | 0 | 0 | 0 | 0 | 0 | 0
9 | CABLE TRAY WITH COVER 150x50x3000 mm | M'
10 | Horizontal Elbow, dimension 150x50mm | unit |  | 0 | 0 | 0 | 0 | 0 | 0 | 0 | 0 | 0 | 0 | 0
11 | Grouting | set |  | 0 | 0 | 0 | 0 | 0 | 0 | 0 | 0 | 0 | 0 | 0
12 | Anchore HILTI HIT RE-500 with HAS E (5.8) M12x110/168 | Point |  | 0 | 0 | 0 | 0 | 0 | 0 | 0 | 0 | 0 | 0 | 0
13 | Anchore HILTI HIT RE-500 with HAS E (5.8) M16x125/198 | Point |  | 0 | 0 | 0 | 0 | 0 | 0 | 0 | 0 | 0 | 0 | 0
14 | Anchore HILTI HIT RE-500 with HAS E (5.8) M20x170/158 | Point |  | 0 | 0 | 0 | 0 | 0 | 0 | 0 | 0 | 0 | 0 | 0
15 | Anchore HILTI HIT RE-500 with HAS E (5.8) M24x210/54 | Point |  | 0 | 0 | 0 | 0 | 0 | 0 | 0 | 0 | 0 | 0 | 0
16 | Anchore HILTI HIT RE-500 with HAS E (5.8) M27X240/60 | Point |  | 0 | 0 | 0 | 0 | 0 | 0 | 0 | 0 | 0 | 0 | 0
17 | Anchore Hilti HVU M14-200 mm | Pcs |  | 0 | 0 | 0 | 0 | 0 | 0 | 0 | 0 | 0 | 0 | 0
18 | Pole 3" Sch 40 - tebal 6mm - HDG | Kg
19 | Pole 4" Sch 40 - tebal 6mm - HDG | Kg |  | 0 | 0 | 0 | 0 | 0 | 0 | 0 | 0 | 0 | 0 | 0
20 | Pole 5" Sch 40 - tebal 6mm - HDG | Kg
21 | Pole 6" Sch 40 - tebal 7.1 mm - HDG | Kg |  | 0 | 0 | 0 | 0 | 0 | 0 | 0 | 0 | 0 | 0 | 0
22 | PIPE CHS 60.5x3.9t, SS400 for Support Bracing | Kg |  | 0 | 0 | 0 | 0 | 0 | 0 | 0 | 0 | 0 | 0 | 0
23 | U-Bolt M12 Hot Dip Galvanized | Pcs |  | 0 | 0 | 0 | 0 | 0 | 0 | 0 | 0 | 0 | 0 | 0
24 | Threaded Rod 16 Length 150 Hot Dip Galvanized | Pcs |  | 0 | 0 | 0 | 0 | 0 | 0 | 0 | 0 | 0 | 0 | 0
25 | Steel Profile | kg |  | 0 | 0 | 0 | 0 | 0 | 0 | 0 | 0 | 0 | 0 | 0
26 | Plate | Kg
27 | Galvanize | Kg |  | 0 | 0 | 0 | 0 | 0 | 0 | 0 | 0 | 0 | 0 | 0
28 | Erection | Kg |  | 0 | 0 | 0 | 0 | 0 | 0 | 0 | 0 | 0 | 0 | 0
29 | Bolt M 12x150 mm Hot Dip Galvanize | pcs |  | 0 | 0 | 0 | 0 | 0 | 0 | 0 | 0 | 0 | 0 | 0
30 | Bolt M 12x120 mm Hot Dip Galvanize | pcs |  | 0 | 0 | 0 | 0 | 0 | 0 | 0 | 0 | 0 | 0 | 0
31 | Bolt M 12x60 mm Hot Dip Galvanize | pcs |  | 0 | 0 | 0 | 0 | 0 | 0 | 0 | 0 | 0 | 0 | 0
32 | Bolt M 12x40 mm Hot Dip Galvanize | pcs |  | 0 | 0 | 0 | 0 | 0 | 0 | 0 | 0 | 0 | 0 | 0
33 | Bolt M 12x35 mm Hot Dip Galvanize | pcs |  | 0 | 0 | 0 | 0 | 0 | 0 | 0 | 0 | 0 | 0 | 0
34 | Horizontal Tray W=15cm Hot Dip Galvanize | M' |  | 0 | 0 | 0 | 0 | 0 | 0 | 0 | 0 | 0 | 0 | 0
35 | Horizontal Tray W=20cm Hot Dip Galvanize | M'
36 | Horizontal Tray W=30cm Hot Dip Galvanize | M' |  | 0 | 0 | 0 | 0 | 0 | 0 | 0 | 0 | 0 | 0 | 0
37 | Horizontal Tray W=40cm Hot Dip Galvanize | M' |  | 0 | 0 | 0 | 0 | 0 | 0 | 0 | 0 | 0 | 0 | 0
38 | Concrete K-225 with Re Bar 150 Kg/M³ - for Counterweight | M³ |  | 0 | 0 | 0 | 0 | 0 | 0 | 0 | 0 | 0 | 0 | 0
SUB TOTAL MINIPOLE WORK & FOUNDATION WORK
D | EARTHING SYSTEM
1 | Lightning protection + accessories | Unit |  | 0 | 0 | 0 | 0 | 0 | 0 | 0 | 0 | 0 | 0 | 0
2 | Cable BCC 50mm (yellow/green) | M' |  | 0 | 0 | 0 | 0 | 0 | 0 | 0 | 0 | 0 | 0 | 0
3 | Kabel Alumunium 70 mm | M' |  | 0 | 0 | 0 | 0 | 0 | 0 | 0 | 0 | 0 | 0 | 0
4 | Bi-metal Seprator (Tipe OBO 226 atau tipe OBO 249) | Pc |  | 0 | 0 | 0 | 0 | 0 | 0 | 0 | 0 | 0 | 0 | 0
5 | Alumunium Plate (100x300x8) 14 hole + Isolator ceramic | Unit |  | 0 | 0 | 0 | 0 | 0 | 0 | 0 | 0 | 0 | 0 | 0
6 | Controll box inside dimension 40x40x50 cm with bar Cu 300x100x10 mm 14 holes M8 for grounding terminal and key lock merk Cisa/Kend 50 or Iseo 50 + Rebar Ø10 mm dengan l=30 cm (2 pcs) | Unit |  | 0 | 0 | 0 | 0 | 0 | 0 | 0 | 0 | 0 | 0 | 0
7 | Copper rod dia. 20 mm length 4 m caldwelding to BCC 50 mm | Unit |  | 0 | 0 | 0 | 0 | 0 | 0 | 0 | 0 | 0 | 0 | 0
8 | Isothermic welding connection (with cadweld or equivalent) | point |  | 0 | 0 | 0 | 0 | 0 | 0 | 0 | 0 | 0 | 0 | 0
9 | Padlock 50 mm | pc |  | 0 | 0 | 0 | 0 | 0 | 0 | 0 | 0 | 0 | 0 | 0
10 | BC Wire 50 mm2 connected between grounding bar and copper rod & copper plate with stainless scoen and bolt | M' |  | 0 | 0 | 0 | 0 | 0 | 0 | 0 | 0 | 0 | 0 | 0
11 | Grounding accessories | set |  | 0 | 0 | 0 | 0 | 0 | 0 | 0 | 0 | 0 | 0 | 0
SUB TOTAL EARTHING SYSTEM
E | PLN NEW CONNECTION
1 | PLN Connection 10,6 kVA 3 Phase | Ls |  | 0 | 0 | 0 | 0 | 0 | 0 | 0 | 0 | 0 | 0 | 0
2 | PLN Pole 9 m (steel, additional out of what is being provided by PLN) | Unit |  | 0 | 0 | 0 | 0 | 0 | 0 | 0 | 0 | 0 | 0 | 0
3 | KWH Box Panel with safety lock dimension 70x50x30 cm , IP 66, broken white coloured with powder coating Incl.Change Over Switch 4P 63A Mounting Plate Type with handle selector (Kraus and Naimer / Socomec type Sirco VM1 ) and Receptacle for Genset 3 Phase + NPE 32 A, IP 66 (Legrand / Mennekes), Cable Duct PVC 25 mm + 1 MCB 1 pole 6 A / C Curve | Unit |  | 0 | 0 | 0 | 0 | 0 | 0 | 0 | 0 | 0 | 0 | 0
4 | Cable BCC 35mm (yellow/green) | M' |  | 0 | 0 | 0 | 0 | 0 | 0 | 0 | 0 | 0 | 0 | 0
SUB TOTAL PLN NEW CONNECTION
3 | POLE 6M
A | Pre-eliminary
1 | Crane Services, 40 tons | Ls |  | 0 | 0 | 0 | 0 | 0 | 0 | 0 | 0 | 0 | 0 | 0
2 | Site Clearance for Dismantle Work | Ls |  | 0 | 0 | 0 | 0 | 0 | 0 | 0 | 0 | 0 | 0 | 0
Settingout & Benchmarking
SUB TOTAL DEMOLISH WORK
B | Additional Building Strengthening Work (inci. Supporting tools, equipment)
1 | Water proofing at roof top by coating ex. Sika including mortar protection | m2 |  | 0 | 0 | 0 | 0 | 0 | 0 | 0 | 0 | 0 | 0 | 0
2 | Sika Carbodur -512- Bearing capacity enhancer | m' |  | 0 | 0 | 0 | 0 | 0 | 0 | 0 | 0 | 0 | 0 | 0
3 | Sikadur 31 CF Normal sebagai sealing | m' |  | 0 | 0 | 0 | 0 | 0 | 0 | 0 | 0 | 0 | 0 | 0
4 | Sikadur 752 sebagai pengisi celah retak | m' |  | 0 | 0 | 0 | 0 | 0 | 0 | 0 | 0 | 0 | 0 | 0
5 | Sicacarbodur S1012 (Pek. Perkuatan Balok) | m' |  | 0 | 0 | 0 | 0 | 0 | 0 | 0 | 0 | 0 | 0 | 0
6 | Sikadur 30 (Pek. Perkuatan Balok) | m' |  | 0 | 0 | 0 | 0 | 0 | 0 | 0 | 0 | 0 | 0 | 0
7 | Sika Wrap 231 C (Pek. Perkuatan Balok) | m2 |  | 0 | 0 | 0 | 0 | 0 | 0 | 0 | 0 | 0 | 0 | 0
8 | Sikadur 330 (Pek. Perkuatan Balok) | m2 |  | 0 | 0 | 0 | 0 | 0 | 0 | 0 | 0 | 0 | 0 | 0
9 | Sika Monotop 615 HB (Pekerjaan Patching) | m2 |  | 0 | 0 | 0 | 0 | 0 | 0 | 0 | 0 | 0 | 0 | 0
10 | Sika Grout -215-Cover to surface of Pad | m3 |  | 0 | 0 | 0 | 0 | 0 | 0 | 0 | 0 | 0 | 0 | 0
11 | Dismantling and reinstalling ceilling | m2 |  | 0 | 0 | 0 | 0 | 0 | 0 | 0 | 0 | 0 | 0 | 0
12 | Transportation and accomodation for Applicator | Ls |  | 0 | 0 | 0 | 0 | 0 | 0 | 0 | 0 | 0 | 0 | 0
SUB TOTAL BUILDING STRENGTHENING WORK
C | MINIPOLE WORK & FOUNDATION WORK
1 | Supply & Installations including Foundation - Minipole 6M | Unit |  | 0 | 0 | 0 | 0 | 0 | 0 | 0 | 0 | 0 | 0 | 0
2 | Base frame BTS | Ls |  | 0 | 0 | 0 | 0 | 0 | 0 | 0 | 0 | 0 | 0 | 0
3 | Acian | M2 |  | 0 | 0 | 0 | 0 | 0 | 0 | 0 | 0 | 0 | 0 | 0
4 | Pengecatan hitam pondasi | M2 |  | 0 | 0 | 0 | 0 | 0 | 0 | 0 | 0 | 0 | 0 | 0
5 | ACPDB Outdoor Pole (Pipe Support 3" height=2m, galvanized, incl. accessories and Foundation) | Ls |  | 0 | 0 | 0 | 0 | 0 | 0 | 0 | 0 | 0 | 0 | 0
6 | Supply and Install SACPDB outdoor type powder coated finishing (500x400mm), incl MCB & accessories | Ls |  | 0 | 0 | 0 | 0 | 0 | 0 | 0 | 0 | 0 | 0 | 0
7 | Electrical accessories | Ls |  | 0 | 0 | 0 | 0 | 0 | 0 | 0 | 0 | 0 | 0 | 0
8 | NYFGBY Cables 4x16 mm2 | M' |  | 0 | 0 | 0 | 0 | 0 | 0 | 0 | 0 | 0 | 0 | 0
9 | CABLE TRAY WITH COVER 150x50x3000 mm | M'
10 | Horizontal Elbow, dimension 150x50mm | unit |  | 0 | 0 | 0 | 0 | 0 | 0 | 0 | 0 | 0 | 0 | 0
11 | Grouting | set |  | 0 | 0 | 0 | 0 | 0 | 0 | 0 | 0 | 0 | 0 | 0
12 | Anchore HILTI HIT RE-500 with HAS E (5.8) M12x110/168 | Point |  | 0 | 0 | 0 | 0 | 0 | 0 | 0 | 0 | 0 | 0 | 0
13 | Anchore HILTI HIT RE-500 with HAS E (5.8) M16x125/198 | Point |  | 0 | 0 | 0 | 0 | 0 | 0 | 0 | 0 | 0 | 0 | 0
14 | Anchore HILTI HIT RE-500 with HAS E (5.8) M20x170/158 | Point |  | 0 | 0 | 0 | 0 | 0 | 0 | 0 | 0 | 0 | 0 | 0
15 | Anchore HILTI HIT RE-500 with HAS E (5.8) M24x210/54 | Point |  | 0 | 0 | 0 | 0 | 0 | 0 | 0 | 0 | 0 | 0 | 0
16 | Anchore HILTI HIT RE-500 with HAS E (5.8) M27X240/60 | Point |  | 0 | 0 | 0 | 0 | 0 | 0 | 0 | 0 | 0 | 0 | 0
17 | Anchore Hilti HVU M14-200 mm | Pcs |  | 0 | 0 | 0 | 0 | 0 | 0 | 0 | 0 | 0 | 0 | 0
18 | Pole 3" Sch 40 - tebal 6mm - HDG | Kg
19 | Pole 4" Sch 40 - tebal 6mm - HDG | Kg |  | 0 | 0 | 0 | 0 | 0 | 0 | 0 | 0 | 0 | 0 | 0
20 | Pole 5" Sch 40 - tebal 6mm - HDG | Kg
21 | Pole 6" Sch 40 - tebal 7.1 mm - HDG | Kg |  | 0 | 0 | 0 | 0 | 0 | 0 | 0 | 0 | 0 | 0 | 0
22 | PIPE CHS 60.5x3.9t, SS400 for Support Bracing | Kg |  | 0 | 0 | 0 | 0 | 0 | 0 | 0 | 0 | 0 | 0 | 0
23 | U-Bolt M12 Hot Dip Galvanized | Pcs |  | 0 | 0 | 0 | 0 | 0 | 0 | 0 | 0 | 0 | 0 | 0
24 | Threaded Rod 16 Length 150 Hot Dip Galvanized | Pcs |  | 0 | 0 | 0 | 0 | 0 | 0 | 0 | 0 | 0 | 0 | 0
25 | Steel Profile | kg |  | 0 | 0 | 0 | 0 | 0 | 0 | 0 | 0 | 0 | 0 | 0
26 | Plate | Kg
27 | Galvanize | Kg |  | 0 | 0 | 0 | 0 | 0 | 0 | 0 | 0 | 0 | 0 | 0
28 | Erection | Kg |  | 0 | 0 | 0 | 0 | 0 | 0 | 0 | 0 | 0 | 0 | 0
29 | Bolt M 12x150 mm Hot Dip Galvanize | pcs |  | 0 | 0 | 0 | 0 | 0 | 0 | 0 | 0 | 0 | 0 | 0
30 | Bolt M 12x120 mm Hot Dip Galvanize | pcs |  | 0 | 0 | 0 | 0 | 0 | 0 | 0 | 0 | 0 | 0 | 0
31 | Bolt M 12x60 mm Hot Dip Galvanize | pcs |  | 0 | 0 | 0 | 0 | 0 | 0 | 0 | 0 | 0 | 0 | 0
32 | Bolt M 12x40 mm Hot Dip Galvanize | pcs |  | 0 | 0 | 0 | 0 | 0 | 0 | 0 | 0 | 0 | 0 | 0
33 | Bolt M 12x35 mm Hot Dip Galvanize | pcs |  | 0 | 0 | 0 | 0 | 0 | 0 | 0 | 0 | 0 | 0 | 0
34 | Horizontal Tray W=15cm Hot Dip Galvanize | M' |  | 0 | 0 | 0 | 0 | 0 | 0 | 0 | 0 | 0 | 0 | 0
35 | Horizontal Tray W=20cm Hot Dip Galvanize | M'
36 | Horizontal Tray W=30cm Hot Dip Galvanize | M' |  | 0 | 0 | 0 | 0 | 0 | 0 | 0 | 0 | 0 | 0 | 0
37 | Horizontal Tray W=40cm Hot Dip Galvanize | M' |  | 0 | 0 | 0 | 0 | 0 | 0 | 0 | 0 | 0 | 0 | 0
38 | Concrete K-225 with Re Bar 150 Kg/M³ - for Counterweight | M³
SUB TOTAL MINIPOLE WORK & FOUNDATION WORK
D | EARTHING SYSTEM
1 | Lightning protection + accessories | Unit |  | 0 | 0 | 0 | 0 | 0 | 0 | 0 | 0 | 0 | 0 | 0
2 | Cable BCC 50mm (yellow/green) | M' |  | 0 | 0 | 0 | 0 | 0 | 0 | 0 | 0 | 0 | 0 | 0
3 | Kabel Alumunium 70 mm | M' |  | 0 | 0 | 0 | 0 | 0 | 0 | 0 | 0 | 0 | 0 | 0
4 | Bi-metal Seprator (Tipe OBO 226 atau tipe OBO 249) | Pc |  | 0 | 0 | 0 | 0 | 0 | 0 | 0 | 0 | 0 | 0 | 0
5 | Alumunium Plate (100x300x8) 14 hole + Isolator ceramic | Unit |  | 0 | 0 | 0 | 0 | 0 | 0 | 0 | 0 | 0 | 0 | 0
6 | Controll box inside dimension 40x40x50 cm with bar Cu 300x100x10 mm 14 holes M8 for grounding terminal and key lock merk Cisa/Kend 50 or Iseo 50 + Rebar Ø10 mm dengan l=30 cm (2 pcs) | Unit
7 | Copper rod dia. 20 mm length 4 m caldwelding to BCC 50 mm | Unit |  | 0 | 0 | 0 | 0 | 0 | 0 | 0 | 0 | 0 | 0 | 0
8 | Isothermic welding connection (with cadweld or equivalent) | point |  | 0 | 0 | 0 | 0 | 0 | 0 | 0 | 0 | 0 | 0 | 0
9 | Padlock 50 mm | pc |  | 0 | 0 | 0 | 0 | 0 | 0 | 0 | 0 | 0 | 0 | 0
10 | BC Wire 50 mm2 connected between grounding bar and copper rod & copper plate with stainless scoen and bolt | M' |  | 0 | 0 | 0 | 0 | 0 | 0 | 0 | 0 | 0 | 0 | 0
11 | Grounding accessories | set |  | 0 | 0 | 0 | 0 | 0 | 0 | 0 | 0 | 0 | 0 | 0
SUB TOTAL EARTHING SYSTEM
E | PLN NEW CONNECTION
1 | PLN Connection 10,6 kVA 3 Phase | Ls |  | 0 | 0 | 0 | 0 | 0 | 0 | 0 | 0 | 0 | 0 | 0
2 | PLN Pole 9 m (steel, additional out of what is being provided by PLN) | Unit |  | 0 | 0 | 0 | 0 | 0 | 0 | 0 | 0 | 0 | 0 | 0
3 | KWH Box Panel with safety lock dimension 70x50x30 cm , IP 66, broken white coloured with powder coating Incl.Change Over Switch 4P 63A Mounting Plate Type with handle selector (Kraus and Naimer / Socomec type Sirco VM1 ) and Receptacle for Genset 3 Phase + NPE 32 A, IP 66 (Legrand / Mennekes), Cable Duct PVC 25 mm + 1 MCB 1 pole 6 A / C Curve | Unit |  | 0 | 0 | 0 | 0 | 0 | 0 | 0 | 0 | 0 | 0 | 0
4 | Cable BCC 35mm (yellow/green) | M' |  | 0 | 0 | 0 | 0 | 0 | 0 | 0 | 0 | 0 | 0 | 0
SUB TOTAL PLN NEW CONNECTION
4 | POLE 3M
A | Pre-eliminary
1 | Crane Services, 40 tons | Ls |  | 0 | 0 | 0 | 0 | 0 | 0 | 0 | 0 | 0 | 0 | 0
2 | Site Clearance for Dismantle Work | Ls |  | 0 | 0 | 0 | 0 | 0 | 0 | 0 | 0 | 0 | 0 | 0
Settingout & Benchmarking
SUB TOTAL DEMOLISH WORK
B | Additional Building Strengthening Work (inci. Supporting tools, equipment)
1 | Water proofing at roof top by coating ex. Sika including mortar protection | m2 |  | 0 | 0 | 0 | 0 | 0 | 0 | 0 | 0 | 0 | 0 | 0
2 | Sika Carbodur -512- Bearing capacity enhancer | m' |  | 0 | 0 | 0 | 0 | 0 | 0 | 0 | 0 | 0 | 0 | 0
3 | Sikadur 31 CF Normal sebagai sealing | m' |  | 0 | 0 | 0 | 0 | 0 | 0 | 0 | 0 | 0 | 0 | 0
4 | Sikadur 752 sebagai pengisi celah retak | m' |  | 0 | 0 | 0 | 0 | 0 | 0 | 0 | 0 | 0 | 0 | 0
5 | Sicacarbodur S1012 (Pek. Perkuatan Balok) | m' |  | 0 | 0 | 0 | 0 | 0 | 0 | 0 | 0 | 0 | 0 | 0
6 | Sikadur 30 (Pek. Perkuatan Balok) | m' |  | 0 | 0 | 0 | 0 | 0 | 0 | 0 | 0 | 0 | 0 | 0
7 | Sika Wrap 231 C (Pek. Perkuatan Balok) | m2 |  | 0 | 0 | 0 | 0 | 0 | 0 | 0 | 0 | 0 | 0 | 0
8 | Sikadur 330 (Pek. Perkuatan Balok) | m2 |  | 0 | 0 | 0 | 0 | 0 | 0 | 0 | 0 | 0 | 0 | 0
9 | Sika Monotop 615 HB (Pekerjaan Patching) | m2 |  | 0 | 0 | 0 | 0 | 0 | 0 | 0 | 0 | 0 | 0 | 0
10 | Sika Grout -215-Cover to surface of Pad | m3 |  | 0 | 0 | 0 | 0 | 0 | 0 | 0 | 0 | 0 | 0 | 0
11 | Dismantling and reinstalling ceilling | m2 |  | 0 | 0 | 0 | 0 | 0 | 0 | 0 | 0 | 0 | 0 | 0
12 | Transportation and accomodation for Applicator | Ls |  | 0 | 0 | 0 | 0 | 0 | 0 | 0 | 0 | 0 | 0 | 0
SUB TOTAL BUILDING STRENGTHENING WORK
C | MINIPOLE WORK & FOUNDATION WORK
1 | Supply & Installations including Foundation - Minipole 9M | Unit |  | 0 | 0 | 0 | 0 | 0 | 0 | 0 | 0 | 0 | 0 | 0
2 | Base frame BTS | Ls |  | 0 | 0 | 0 | 0 | 0 | 0 | 0 | 0 | 0 | 0 | 0
3 | Acian | M2 |  | 0 | 0 | 0 | 0 | 0 | 0 | 0 | 0 | 0 | 0 | 0
4 | Pengecatan hitam pondasi | M2 |  | 0 | 0 | 0 | 0 | 0 | 0 | 0 | 0 | 0 | 0 | 0
5 | ACPDB Outdoor Pole (Pipe Support 3" height=2m, galvanized, incl. accessories and Foundation) | Ls |  | 0 | 0 | 0 | 0 | 0 | 0 | 0 | 0 | 0 | 0 | 0
6 | Supply and Install SACPDB outdoor type powder coated finishing (500x400mm), incl MCB & accessories | Ls |  | 0 | 0 | 0 | 0 | 0 | 0 | 0 | 0 | 0 | 0 | 0
7 | Electrical accessories | Ls |  | 0 | 0 | 0 | 0 | 0 | 0 | 0 | 0 | 0 | 0 | 0
8 | NYFGBY Cables 4x16 mm2 | M' |  | 0 | 0 | 0 | 0 | 0 | 0 | 0 | 0 | 0 | 0 | 0
9 | CABLE TRAY WITH COVER 150x50x3000 mm | M'
10 | Horizontal Elbow, dimension 150x50mm | unit |  | 0 | 0 | 0 | 0 | 0 | 0 | 0 | 0 | 0 | 0 | 0
11 | Grouting | set |  | 0 | 0 | 0 | 0 | 0 | 0 | 0 | 0 | 0 | 0 | 0
12 | Anchore HILTI HIT RE-500 with HAS E (5.8) M12x110/168 | Point |  | 0 | 0 | 0 | 0 | 0 | 0 | 0 | 0 | 0 | 0 | 0
13 | Anchore HILTI HIT RE-500 with HAS E (5.8) M16x125/198 | Point |  | 0 | 0 | 0 | 0 | 0 | 0 | 0 | 0 | 0 | 0 | 0
14 | Anchore HILTI HIT RE-500 with HAS E (5.8) M20x170/158 | Point |  | 0 | 0 | 0 | 0 | 0 | 0 | 0 | 0 | 0 | 0 | 0
15 | Anchore HILTI HIT RE-500 with HAS E (5.8) M24x210/54 | Point |  | 0 | 0 | 0 | 0 | 0 | 0 | 0 | 0 | 0 | 0 | 0
16 | Anchore HILTI HIT RE-500 with HAS E (5.8) M27X240/60 | Point |  | 0 | 0 | 0 | 0 | 0 | 0 | 0 | 0 | 0 | 0 | 0
17 | Anchore Hilti HVU M14-200 mm | Pcs |  | 0 | 0 | 0 | 0 | 0 | 0 | 0 | 0 | 0 | 0 | 0
18 | Pole 3" Sch 40 - tebal 6mm - HDG | Kg
19 | Pole 4" Sch 40 - tebal 6mm - HDG | Kg |  | 0 | 0 | 0 | 0 | 0 | 0 | 0 | 0 | 0 | 0 | 0
20 | Pole 5" Sch 40 - tebal 6mm - HDG | Kg
21 | Pole 6" Sch 40 - tebal 7.1 mm - HDG | Kg |  | 0 | 0 | 0 | 0 | 0 | 0 | 0 | 0 | 0 | 0 | 0
22 | PIPE CHS 60.5x3.9t, SS400 for Support Bracing | Kg |  | 0 | 0 | 0 | 0 | 0 | 0 | 0 | 0 | 0 | 0 | 0
23 | U-Bolt M12 Hot Dip Galvanized | Pcs |  | 0 | 0 | 0 | 0 | 0 | 0 | 0 | 0 | 0 | 0 | 0
24 | Threaded Rod 16 Length 150 Hot Dip Galvanized | Pcs |  | 0 | 0 | 0 | 0 | 0 | 0 | 0 | 0 | 0 | 0 | 0
25 | Steel Profile | kg |  | 0 | 0 | 0 | 0 | 0 | 0 | 0 | 0 | 0 | 0 | 0
26 | Plate | Kg
27 | Galvanize | Kg |  | 0 | 0 | 0 | 0 | 0 | 0 | 0 | 0 | 0 | 0 | 0
28 | Erection | Kg |  | 0 | 0 | 0 | 0 | 0 | 0 | 0 | 0 | 0 | 0 | 0
29 | Bolt M 12x150 mm Hot Dip Galvanize | pcs |  | 0 | 0 | 0 | 0 | 0 | 0 | 0 | 0 | 0 | 0 | 0
30 | Bolt M 12x120 mm Hot Dip Galvanize | pcs |  | 0 | 0 | 0 | 0 | 0 | 0 | 0 | 0 | 0 | 0 | 0
31 | Bolt M 12x60 mm Hot Dip Galvanize | pcs
32 | Bolt M 12x40 mm Hot Dip Galvanize | pcs |  | 0 | 0 | 0 | 0 | 0 | 0 | 0 | 0 | 0 | 0 | 0
33 | Bolt M 12x35 mm Hot Dip Galvanize | pcs |  | 0 | 0 | 0 | 0 | 0 | 0 | 0 | 0 | 0 | 0 | 0
34 | Horizontal Tray W=15cm Hot Dip Galvanize | M' |  | 0 | 0 | 0 | 0 | 0 | 0 | 0 | 0 | 0 | 0 | 0
35 | Horizontal Tray W=20cm Hot Dip Galvanize | M'
36 | Horizontal Tray W=30cm Hot Dip Galvanize | M' |  | 0 | 0 | 0 | 0 | 0 | 0 | 0 | 0 | 0 | 0 | 0
37 | Horizontal Tray W=40cm Hot Dip Galvanize | M' |  | 0 | 0 | 0 | 0 | 0 | 0 | 0 | 0 | 0 | 0 | 0
38 | Concrete K-225 with Re Bar 150 Kg/M³ - for Counterweight | M³ |  | 0 | 0 | 0 | 0 | 0 | 0 | 0 | 0 | 0 | 0 | 0
SUB TOTAL MINIPOLE WORK & FOUNDATION WORK
D | EARTHING SYSTEM
1 | Lightning protection + accessories | Unit |  | 0 | 0 | 0 | 0 | 0 | 0 | 0 | 0 | 0 | 0 | 0
2 | Cable BCC 50mm (yellow/green) | M' |  | 0 | 0 | 0 | 0 | 0 | 0 | 0 | 0 | 0 | 0 | 0
3 | Kabel Alumunium 70 mm | M' |  | 0 | 0 | 0 | 0 | 0 | 0 | 0 | 0 | 0 | 0 | 0
4 | Bi-metal Seprator (Tipe OBO 226 atau tipe OBO 249) | Pc |  | 0 | 0 | 0 | 0 | 0 | 0 | 0 | 0 | 0 | 0 | 0
5 | Alumunium Plate (100x300x8) 14 hole + Isolator ceramic | Unit |  | 0 | 0 | 0 | 0 | 0 | 0 | 0 | 0 | 0 | 0 | 0
6 | Controll box inside dimension 40x40x50 cm with bar Cu 300x100x10 mm 14 holes M8 for grounding terminal and key lock merk Cisa/Kend 50 or Iseo 50 + Rebar Ø10 mm dengan l=30 cm (2 pcs) | Unit |  | 0 | 0 | 0 | 0 | 0 | 0 | 0 | 0 | 0 | 0 | 0
7 | Copper rod dia. 20 mm length 4 m caldwelding to BCC 50 mm | Unit |  | 0 | 0 | 0 | 0 | 0 | 0 | 0 | 0 | 0 | 0 | 0
8 | Isothermic welding connection (with cadweld or equivalent) | point |  | 0 | 0 | 0 | 0 | 0 | 0 | 0 | 0 | 0 | 0 | 0
9 | Padlock 50 mm | pc |  | 0 | 0 | 0 | 0 | 0 | 0 | 0 | 0 | 0 | 0 | 0
10 | BC Wire 50 mm2 connected between grounding bar and copper rod & copper plate with stainless scoen and bolt | M' |  | 0 | 0 | 0 | 0 | 0 | 0 | 0 | 0 | 0 | 0 | 0
11 | Grounding accessories | set |  | 0 | 0 | 0 | 0 | 0 | 0 | 0 | 0 | 0 | 0 | 0
SUB TOTAL EARTHING SYSTEM
E | PLN NEW CONNECTION
1 | PLN Connection 10,6 kVA 3 Phase | Ls |  | 0 | 0 | 0 | 0 | 0 | 0 | 0 | 0 | 0 | 0 | 0
2 | PLN Pole 9 m (steel, additional out of what is being provided by PLN) | Unit |  | 0 | 0 | 0 | 0 | 0 | 0 | 0 | 0 | 0 | 0 | 0
3 | KWH Box Panel with safety lock dimension 70x50x30 cm , IP 66, broken white coloured with powder coating Incl.Change Over Switch 4P 63A Mounting Plate Type with handle selector (Kraus and Naimer / Socomec type Sirco VM1 ) and Receptacle for Genset 3 Phase + NPE 32 A, IP 66 (Legrand / Mennekes), Cable Duct PVC 25 mm + 1 MCB 1 pole 6 A / C Curve | Unit |  | 0 | 0 | 0 | 0 | 0 | 0 | 0 | 0 | 0 | 0 | 0
4 | Cable BCC 35mm (yellow/green) | M' |  | 0 | 0 | 0 | 0 | 0 | 0 | 0 | 0 | 0 | 0 | 0
SUB TOTAL PLN NEW CONNECTION
GRAND TOTAL

## Shelter
BILL OF QUANTITY
SHELTER
NO | DESCRIPTION | UNIT | VOL | JAKARTA | BODETABEK | JAWA BARAT & BANTEN | JAWA TENGAH | JAWA TIMUR | BALINUSRA | SUMBAGUT | SUMBAGSEL | KALIMANTAN | SULAWESI | MALUKU PAPUA
|  |  |  | Unit Price (IDR) | Unit Price (IDR) | Unit Price (IDR) | Unit Price (IDR) | Unit Price (IDR) | Unit Price (IDR) | Unit Price (IDR) | Unit Price (IDR) | Unit Price (IDR) | Unit Price (IDR) | Unit Price (IDR)
1 | BTS Land 2,5x5x3M
a. | Shelter foundation
1 | Excavation | m3 | 13.125 | 0 | 0 | 0 | 0 | 0 | 0 | 0 | 0 | 0 | 0 | 0
2 | Sand fill thickness 10 cm | m3 | 1.395 | 0 | 0 | 0 | 0 | 0 | 0 | 0 | 0 | 0 | 0 | 0
3 | Aanstamping thickness 20 cm | m3 | 2.79 | 0 | 0 | 0 | 0 | 0 | 0 | 0 | 0 | 0 | 0 | 0
4 | Stone masonry | m3 | 6.3938 | 0 | 0 | 0 | 0 | 0 | 0 | 0 | 0 | 0 | 0 | 0
5 | Sloof 15/20 K-175, D - 12 | m3 | 0.609 | 0 | 0 | 0 | 0 | 0 | 0 | 0 | 0 | 0 | 0 | 0
6 | Land fill (compacted) | m3 | 12.875 | 0 | 0 | 0 | 0 | 0 | 0 | 0 | 0 | 0 | 0 | 0
7 | Concrete floor 1:3:5 T.5 cm | m3 | 0.65625 | 0 | 0 | 0 | 0 | 0 | 0 | 0 | 0 | 0 | 0 | 0
8 | Stair to shelter (stone masonry) | m3 | 1.2 | 0 | 0 | 0 | 0 | 0 | 0 | 0 | 0 | 0 | 0 | 0
9 | Cementing 1 : 4 | m2 | 7.7 | 0 | 0 | 0 | 0 | 0 | 0 | 0 | 0 | 0 | 0 | 0
10 | Concrete floor around the shelter 1:3:5 thickness 15 cm wide.30cm | m3 | 0.693 | 0 | 0 | 0 | 0 | 0 | 0 | 0 | 0 | 0 | 0 | 0
Sub Total Shelter foundation
b. | Shelter installation
1 | Steel base frame | kg | 412.17
2 | Panel container polyurethane 3", with plywood thickness 9 mm reinforced. Inside clearence. 2,50x5,00x3,00 m for radio room and AC outdoor room(with steel cover on roof) | unit | 1
3 | Installation cost | lot | 1
4 | Antistatic vinyl floor 30/30 cm | m2 | 13.125 | 0 | 0 | 0 | 0 | 0 | 0 | 0 | 0 | 0 | 0 | 0
5 | Indoor Cable Tray L=40 cm, Grey (Broken White) coloured with powder coating includes installation | m' | 10.5 | 0 | 0 | 0 | 0 | 0 | 0 | 0 | 0 | 0 | 0 | 0
6 | Feeder Entry Port (FEP) Wall Gland Plate 12 holes @ 4 " dimension 500x600 mm, specification by Andrew No. 204673-12 (approved by Indosat) | unit | 1 | 0 | 0 | 0 | 0 | 0 | 0 | 0 | 0 | 0 | 0 | 0
7 | Bracket & cage for condensing unit complete with safety lock (galvanize) with contact alarm (connected to DDF) | unit | - | 0 | 0 | 0 | 0 | 0 | 0 | 0 | 0 | 0 | 0 | 0
Sub Total Shelter installation
2 | BTS Rooftop 2,5x4x3M
a. | Shelter foundation
1 | Excavation | m3 | 0 | 0 | 0 | 0 | 0 | 0 | 0 | 0 | 0 | 0 | 0 | 0
2 | Sand fill thickness 10 cm | m3 | 0 | 0 | 0 | 0 | 0 | 0 | 0 | 0 | 0 | 0 | 0 | 0
3 | Aanstamping thickness 20 cm | m3 | 0 | 0 | 0 | 0 | 0 | 0 | 0 | 0 | 0 | 0 | 0 | 0
4 | Stone masonry | m3 | 0 | 0 | 0 | 0 | 0 | 0 | 0 | 0 | 0 | 0 | 0 | 0
5 | Sloof 15/20 K-175, D - 12 | m3 | 0 | 0 | 0 | 0 | 0 | 0 | 0 | 0 | 0 | 0 | 0 | 0
6 | Land fill (compacted) | m3 | 0 | 0 | 0 | 0 | 0 | 0 | 0 | 0 | 0 | 0 | 0 | 0
7 | Concrete floor 1:3:5 T.5 cm | m3 | 0 | 0 | 0 | 0 | 0 | 0 | 0 | 0 | 0 | 0 | 0 | 0
8 | Stair to shelter (stone masonry) | m3 | 0 | 0 | 0 | 0 | 0 | 0 | 0 | 0 | 0 | 0 | 0 | 0
9 | Cementing | m2 | 0 | 0 | 0 | 0 | 0 | 0 | 0 | 0 | 0 | 0 | 0 | 0
10 | Concrete floor around the shelter 1:3:5 thickness 15 cm wide.30cm | m3 | 0 | 0 | 0 | 0 | 0 | 0 | 0 | 0 | 0 | 0 | 0 | 0
Sub Total Shelter foundation
b. | Shelter installation
1 | Steel base frame | kg | 383.38
2 | Panel container polyurethane 3", with plywood thickness 9 mm reinforced. Inside clearence. 2,50x5,00x3,00 m for radio room and AC outdoor room(with steel cover on roof) | unit | 1
3 | Installation cost | lot | 1
4 | Antistatic vinyl floor 30/30 cm | m2 | 10 | 0 | 0 | 0 | 0 | 0 | 0 | 0 | 0 | 0 | 0 | 0
5 | Indoor Cable Tray L=40 cm, Grey (Broken White) coloured with powder coating includes installation | m' | 10.5 | 0 | 0 | 0 | 0 | 0 | 0 | 0 | 0 | 0 | 0 | 0
6 | Feeder Entry Port (FEP) Wall Gland Plate 12 holes @ 4 " dimension 500x600 mm, specification by Andrew No. 204673-12 (approved by Indosat) | unit | 1 | 0 | 0 | 0 | 0 | 0 | 0 | 0 | 0 | 0 | 0 | 0
7 | Bracket & cage for condensing unit complete with safety lock (galvanize) with contact alarm (connected to DDF) | unit | 2 | 0 | 0 | 0 | 0 | 0 | 0 | 0 | 0 | 0 | 0 | 0
Sub Total Shelter installation
3 | BTS Nodal 2x4x3M
a. | Shelter foundation
1 | Excavation | m3 | 9.5625 | 0 | 0 | 0 | 0 | 0 | 0 | 0 | 0 | 0 | 0 | 0
2 | Sand fill thickness 10 cm | m3 | 1.17 | 0 | 0 | 0 | 0 | 0 | 0 | 0 | 0 | 0 | 0 | 0
3 | Aanstamping thickness 20 cm | m3 | 2.34 | 0 | 0 | 0 | 0 | 0 | 0 | 0 | 0 | 0 | 0 | 0
4 | Stone masonry | m3 | 5.3625 | 0 | 0 | 0 | 0 | 0 | 0 | 0 | 0 | 0 | 0 | 0
5 | Sloof 15/20 K-175, D - 12 | m3 | 0.519 | 0 | 0 | 0 | 0 | 0 | 0 | 0 | 0 | 0 | 0 | 0
6 | Land fill (compacted) | m3 | 9.3375 | 0 | 0 | 0 | 0 | 0 | 0 | 0 | 0 | 0 | 0 | 0
7 | Concrete floor 1:3:5 T.5 cm | m3 | 0.47813 | 0 | 0 | 0 | 0 | 0 | 0 | 0 | 0 | 0 | 0 | 0
8 | Stair to shelter (stone masonry) | m3 | 1.2 | 0 | 0 | 0 | 0 | 0 | 0 | 0 | 0 | 0 | 0 | 0
9 | Cementing | m2 | 6.7 | 0 | 0 | 0 | 0 | 0 | 0 | 0 | 0 | 0 | 0 | 0
10 | Concrete floor around the shelter 1:3:5 thickness 15 cm wide.30cm | m3 | 0.6075 | 0 | 0 | 0 | 0 | 0 | 0 | 0 | 0 | 0 | 0 | 0
Sub Total Shelter foundation
b. | Shelter installation
1 | Steel base frame | kg | 383.38
2 | Panel container polyurethane 3", with plywood thickness 9 mm reinforced. Inside clearence. 2,50x5,00x3,00 m for radio room and AC outdoor room(with steel cover on roof) | unit | 1
3 | Installation cost | lot | 1
4 | Antistatic vinyl floor 30/30 cm | m2 | 10 | 0 | 0 | 0 | 0 | 0 | 0 | 0 | 0 | 0 | 0 | 0
5 | Indoor Cable Tray L=40 cm, Grey (Broken White) coloured with powder coating includes installation | m' | 10.5 | 0 | 0 | 0 | 0 | 0 | 0 | 0 | 0 | 0 | 0 | 0
6 | Feeder Entry Port (FEP) Wall Gland Plate 12 holes @ 4 " dimension 500x600 mm, specification by Andrew No. 204673-12 (approved by Indosat) | unit | 1 | 0 | 0 | 0 | 0 | 0 | 0 | 0 | 0 | 0 | 0 | 0
7 | Bracket & cage for condensing unit complete with safety lock (galvanize) with contact alarm (connected to DDF) | unit | - | 0 | 0 | 0 | 0 | 0 | 0 | 0 | 0 | 0 | 0 | 0
Sub Total Shelter installation
TOTAL SHELTER

## ME
BILL OF QUANTITY
MECHANICAL & ELECTRICAL
NO | DESCRIPTION | UNIT | VOL | JAKARTA | BODETABEK | JAWA BARAT & BANTEN | JAWA TENGAH | JAWA TIMUR | BALINUSRA | SUMBAGUT | SUMBAGSEL | KALIMANTAN | SULAWESI | MALUKU PAPUA
|  |  |  | Unit Price (IDR) | Unit Price (IDR) | Unit Price (IDR) | Unit Price (IDR) | Unit Price (IDR) | Unit Price (IDR) | Unit Price (IDR) | Unit Price (IDR) | Unit Price (IDR) | Unit Price (IDR) | Unit Price (IDR)
1 | BTS 23.5 KVA
a. | Main Distribution Panel
1 | Panel box MDP dimension 70x40x20 cm IP 65 standard, broken white coloured with powder coating + phase indicator lamp complete with accessories (fuse, cable 6mm2, cable shoe, MCB rail, Terminals , cable ducting, label, cover, lock set) | unit | 1 | 0 | 0 | 0 | 0 | 0 | 0 | 0 | 0 | 0 | 0 | 0
2 | MCB 1 Phase 32A Merlin Gerin NC45aD 6KA D Curve | pcs | 3 | 0 | 0 | 0 | 0 | 0 | 0 | 0 | 0 | 0 | 0 | 0
3 | MCB 1 Phase 25A Merlin Gerin NC45aD 6KA D Curve | pcs | 6 | 0 | 0 | 0 | 0 | 0 | 0 | 0 | 0 | 0 | 0 | 0
4 | MCB 1 Phase 20A Merlin Gerin NC45aD 6KA D Curve | pcs | 2 | 0 | 0 | 0 | 0 | 0 | 0 | 0 | 0 | 0 | 0 | 0
5 | MCB 1 Phase 10A Merlin Gerin NC45aD 6KA D Curve | pcs | 1 | 0 | 0 | 0 | 0 | 0 | 0 | 0 | 0 | 0 | 0 | 0
6 | MCB 1 Phase 6A Merlin Gerin NC45aD 5KA D Curve | pcs | 4 | 0 | 0 | 0 | 0 | 0 | 0 | 0 | 0 | 0 | 0 | 0
7 | MCB 1 Phase 25A Merlin Gerin NC45aD 6KA D Curve | pcs | 6 | 0 | 0 | 0 | 0 | 0 | 0 | 0 | 0 | 0 | 0 | 0
8 | MCB 1 Phase 20A Merlin Gerin NC45aD 6KA D Curve | pcs | 2 | 0 | 0 | 0 | 0 | 0 | 0 | 0 | 0 | 0 | 0 | 0
9 | MCB 1 Phase 16A Merlin Gerin NC45aD 6KA D Curve | pcs | - | 0 | 0 | 0 | 0 | 0 | 0 | 0 | 0 | 0 | 0 | 0
10 | MCB 1 Phase 10A Merlin Gerin NC45aD 6KA D Curve | pcs | 1 | 0 | 0 | 0 | 0 | 0 | 0 | 0 | 0 | 0 | 0 | 0
11 | MCB 1 Phase 6A Merlin Gerin NC45aD 5KA D Curve | pcs | 4 | 0 | 0 | 0 | 0 | 0 | 0 | 0 | 0 | 0 | 0 | 0
12 | MCB 1 Phase 20A Merlin Gerin NC45aD 6KA D Curve | pcs | 2 | 0 | 0 | 0 | 0 | 0 | 0 | 0 | 0 | 0 | 0 | 0
13 | MCB 1 Phase 16A Merlin Gerin NC45aD 6KA D Curve | pcs | - | 0 | 0 | 0 | 0 | 0 | 0 | 0 | 0 | 0 | 0 | 0
14 | MCB 1 Phase 10A Merlin Gerin NC45aD 6KA D Curve | pcs | 1 | 0 | 0 | 0 | 0 | 0 | 0 | 0 | 0 | 0 | 0 | 0
15 | MCB 1 Phase 6A Merlin Gerin NC45aD 6KA D Curve | pcs | - | 0 | 0 | 0 | 0 | 0 | 0 | 0 | 0 | 0 | 0 | 0
16 | MCB 1 Phase 4A Merlin Gerin NC45N 5KA D Curve | pcs | - | 0 | 0 | 0 | 0 | 0 | 0 | 0 | 0 | 0 | 0 | 0
17 | AC Magnetic Contactor, 3 pool Telemecanique type LC1-D09 M7 | pcs | 2 | 0 | 0 | 0 | 0 | 0 | 0 | 0 | 0 | 0 | 0 | 0
18 | AC Timer merk Theben Sul 18 TH, 220V, 24 Hours or merk Hager EH 111 | Unit | 1 | 0 | 0 | 0 | 0 | 0 | 0 | 0 | 0 | 0 | 0 | 0
19 | Relay LY2, phase R,S,T and Contactor AC | unit | 4 | 0 | 0 | 0 | 0 | 0 | 0 | 0 | 0 | 0 | 0 | 0
20 | Wiring and montage (NYAF 8 mm2, completed with cable shoe & cable duct) | lot | 1
b | Box Panel
1 | Pole (Pipe Support 3" height=4m, galvanized, included Accessories and Foundation) | Unit | 0
2 | Panel box MDP dimension 250 x 350 x 120 mm grey coloured with powder coating with accessories ( cable 6mm2, cable shoe, MCB rail, Cu terminals, cable ducting). | unit | 0
3 | Installation Cost | ls | 0
c | KWH Panel
1 | KWH Box Panel with safety lock dimension 70x50x30 cm , IP 66, broken white coloured with powder coating Incl.Change Over Switch 4P 63A Mounting Plate Type with handle selector (Kraus Naimer / Socomec type Sirco VM1 ) and Receptacle for Genset 3 Phase + NPE 32 A, IP 66 (Legrand / Mennekes), Cable Duct PVC 25 mm | Unit | 1 | 0 | 0 | 0 | 0 | 0 | 0 | 0 | 0 | 0 | 0 | 0
d | Light installation
1 | Philips electronic balast PLE-C18 watt complete with Fitting (for radio room and AC outdoor room) | unit | 6 | 0 | 0 | 0 | 0 | 0 | 0 | 0 | 0 | 0 | 0 | 0
2 | Lamp switch CLIPSAL or MK 15 A outbow series | unit | 2 | 0 | 0 | 0 | 0 | 0 | 0 | 0 | 0 | 0 | 0 | 0
3 | Photo cell electric LUMINA 3A (for Outdoor Lamp) | unit | 1 | 0 | 0 | 0 | 0 | 0 | 0 | 0 | 0 | 0 | 0 | 0
4 | Outdoor lamp PLE- C 9 watt complete with fitting and cage | unit | 1 | 0 | 0 | 0 | 0 | 0 | 0 | 0 | 0 | 0 | 0 | 0
5 | Cable NYM 3x1,5 mm2 (light installation) | m1 | 31 | 0 | 0 | 0 | 0 | 0 | 0 | 0 | 0 | 0 | 0 | 0
6 | Light installation fee | point | 6 | 0 | 0 | 0 | 0 | 0 | 0 | 0 | 0 | 0 | 0 | 0
e | Power installation
1 | Socket outlet CLIPSAL or MK 15 A | unit | 2 | 0 | 0 | 0 | 0 | 0 | 0 | 0 | 0 | 0 | 0 | 0
2 | Cable NYM 3x2,5 mm2 (power installation) | m1 | 25 | 0 | 0 | 0 | 0 | 0 | 0 | 0 | 0 | 0 | 0 | 0
3 | Power installation fee | point | 2 | 0 | 0 | 0 | 0 | 0 | 0 | 0 | 0 | 0 | 0 | 0
Sub Total Electrical
f | Grounding system for tower, shelter and fence
1 | Main grounding bar Cu 300x100x10 mm, 2 rows holes M8 complete with isolator and Stainless Scoen and Bolt | unit | 1
2 | EGB (External Grounding Bar) Cu 300x100x10 mm, 1 rows 14 holes M8 complete with isolator and Stainless Scoen and Bolt | unit | 1
3 | Copper rod dia. 20 mm length 4 m caldwelding to BC wire 50 mm2 | unit | 8 | 0 | 0 | 0 | 0 | 0 | 0 | 0 | 0 | 0 | 0 | 0
4 | Copper plate Cu 1000x1000x3 mm caldwelding to BC wire 50 mm2 | unit | 1 | 0 | 0 | 0 | 0 | 0 | 0 | 0 | 0 | 0 | 0 | 0
5 | BC wire 50mm2 connected between grounding bar and copper rod & copper plate with stainless Scoen and Bolt | m1 | 115 | 0 | 0 | 0 | 0 | 0 | 0 | 0 | 0 | 0 | 0 | 0
6 | BC wire 50mm2 connected between grounding bar and BRC fence with stainless scoen & bolt (4 point) | m1 | 40
7 | BC wire 50mm2 connected between grounding bar and base frame shelter with stainless scoen & bolt (4 point) | m1 | 8 | 0 | 0 | 0 | 0 | 0 | 0 | 0 | 0 | 0 | 0 | 0
8 | Excavation for grounding, depth min. 3 m with bentonite layer for rod and copper plate until resistance <1 ohm (integrated result) | hole | 9 | 0 | 0 | 0 | 0 | 0 | 0 | 0 | 0 | 0 | 0 | 0
9 | Bentonite | kg | 90 | 0 | 0 | 0 | 0 | 0 | 0 | 0 | 0 | 0 | 0 | 0
10 | Controll box inside dimension 40x40x50 cm with bar Cu 300x100x10 mm for grounding terminal | pcs | 5 | 0 | 0 | 0 | 0 | 0 | 0 | 0 | 0 | 0 | 0 | 0
11 | Connection fee (with cadwelding) | Lot | 1
Sub Total Grounding
g | Internal protection for Panel MDP
1 | Lightning Current and Surge Voltage Protection Arrester 100 KA OBO type MCD 50-B/3 + MCD 125 B/NPE combined V 20 C/3 + FS-SU or Phoenix type Trabset BC/3+1 - 100/FM complete with certificate (from internasional OBO or Phoenix sole agent and attached material test result) and connect to DDF | Unit | 1 | 0 | 0 | 0 | 0 | 0 | 0 | 0 | 0 | 0 | 0 | 0
Sub Total Internal protection
h. | Fire fighting work
1 | Fire Extinguisher merk : GUNNEBO Halotron I type EHL 5, SERVVO Halotron I type H500 HLT and PATRON NAF IV type HCFC Blend E, netto 5 Kg complete with label date with indicator Pointer at Green Area and complete with certificate | unit | 1 | 0 | 0 | 0 | 0 | 0 | 0 | 0 | 0 | 0 | 0 | 0
2 | Thermatic merk : GUNNEBO Halotron I type EHL 5, SERVVO Halotron I type H500 HLT and PATRON NAF IV type HCFC Blend E with operation condition 68 degree celcius netto 5 kg with indicator Pointer at Green Area and complete certificate | unit | 1 | 0 | 0 | 0 | 0 | 0 | 0 | 0 | 0 | 0 | 0 | 0
3 | Panel Controll Alarm (Security) merk : OMNI 400, Intellesense 236, completed with extended socket for connection | unit | 1 | 0 | 0 | 0 | 0 | 0 | 0 | 0 | 0 | 0 | 0 | 0
4 | Auxiliary Relay ( 16 zone Input & 16 zone Output ) | unit | 1 | 0 | 0 | 0 | 0 | 0 | 0 | 0 | 0 | 0 | 0 | 0
5 | Door Sensor Heavy Duty | unit | 1 | 0 | 0 | 0 | 0 | 0 | 0 | 0 | 0 | 0 | 0 | 0
6 | Smoke Detector Photo-electric Type | unit | 1 | 0 | 0 | 0 | 0 | 0 | 0 | 0 | 0 | 0 | 0 | 0
7 | ROR & Conventional Type Heat Detector (APPRON/EDWARD) | unit | 1 | 0 | 0 | 0 | 0 | 0 | 0 | 0 | 0 | 0 | 0 | 0
8 | Bell Tamper proof & weather resistant (approx. 100 dBm), diam. 6" | unit | 1 | 0 | 0 | 0 | 0 | 0 | 0 | 0 | 0 | 0 | 0 | 0
9 | Pair Cable content 4x0,5 mm2 | m1 | 30 | 0 | 0 | 0 | 0 | 0 | 0 | 0 | 0 | 0 | 0 | 0
10 | Temperature Censor TS300 + Probe (3 numeric digital display) | unit | 1 | 0 | 0 | 0 | 0 | 0 | 0 | 0 | 0 | 0 | 0 | 0
11 | DDF Terminal LSA Plus Type, 10 channel completed with wiring 10 pair and mounting + cable 10 m | unit | 2 | 0 | 0 | 0 | 0 | 0 | 0 | 0 | 0 | 0 | 0 | 0
12 | Commisioning and installation fee | point | 3
Sub Total Fire Fighting
i. | Air Conditioner work
1 | AC Split 1,5 PK with capacity 11.800 BTUH merk : SANYO type SAP KC 121 G/L complete with guarantee and insurance letter from agent sole PT. Sanjaya Sakti Jakarta | unit | 0 | 400000 | 0 | 0 | 0 | 0 | 0 | 0 | 0 | 0 | 0 | 0
2 | AC Split 2.0 PK with capacity 17.800 BTUH merk : SANYO type SAP KC 191 G/L complete with guarantee and insurance letter from agent sole PT. Sanjaya Sakti Jakarta | unit | 2 | 300000 | 0 | 0 | 0 | 0 | 0 | 0 | 0 | 0 | 0 | 0
3 | Cable NYM 3x2,5 mm2, Supreme | m1 | 20 | 0 | 0 | 0 | 0 | 0 | 0 | 0 | 0 | 0 | 0 | 0
4 | AC Rack and connect to DDF | unit | 2 | 0 | 0 | 0 | 0 | 0 | 0 | 0 | 0 | 0 | 0 | 0
5 | Commissioning and installation fee | point | 2
Sub Total Air Conditioning
j. | Emergency DC Fan
1 | Exhaust Fan DC 2x48 Volt, 0,88 A dia 172 mm, Air Flow 450 m3/hr merk Papst, National dan Sanyo | Unit | 1 | 0 | 0 | 0 | 0 | 0 | 0 | 0 | 0 | 0 | 0 | 0
2 | Air Inlet filter type T 15/150 | Unit | 1 | 0 | 0 | 0 | 0 | 0 | 0 | 0 | 0 | 0 | 0 | 0
3 | Alumunium Box with plat thickness t=1,5 mm | Unit | 1 | 0 | 0 | 0 | 0 | 0 | 0 | 0 | 0 | 0 | 0 | 0
5 | Relay OMRON LY2 (socket) + BOX + Cable NYAHF 2x2,5mm2 (10meters) | Lot | 1 | 0 | 0 | 0 | 0 | 0 | 0 | 0 | 0 | 0 | 0 | 0
6 | Finishing Powder Coating white coloured, Out side Grille from Alumunium profile and Inside Grille made from Alumunium plat t=0,4 mm | Lot | 1 | 0 | 0 | 0 | 0 | 0 | 0 | 0 | 0 | 0 | 0 | 0
Sub Total DC Fan
2 | BTS 16.5 KVA
a. | Main Distribution Panel
1 | Panel box MDP dimension 70x40x20 cm IP 65 standard, broken white coloured with powder coating + phase indicator lamp complete with accessories (fuse, cable 6mm2, cable shoe, MCB rail, Terminals , cable ducting, label, cover, lock set) | unit | 1 | 0 | 0 | 0 | 0 | 0 | 0 | 0 | 0 | 0 | 0 | 0
2 | MCB 1 Phase 32A Merlin Gerin NC45aD 6KA D Curve | pcs | - | 0 | 0 | 0 | 0 | 0 | 0 | 0 | 0 | 0 | 0 | 0
3 | MCB 1 Phase 25A Merlin Gerin NC45aD 6KA D Curve | pcs | - | 0 | 0 | 0 | 0 | 0 | 0 | 0 | 0 | 0 | 0 | 0
4 | MCB 1 Phase 20A Merlin Gerin NC45aD 6KA D Curve | pcs | - | 0 | 0 | 0 | 0 | 0 | 0 | 0 | 0 | 0 | 0 | 0
5 | MCB 1 Phase 10A Merlin Gerin NC45aD 6KA D Curve | pcs | - | 0 | 0 | 0 | 0 | 0 | 0 | 0 | 0 | 0 | 0 | 0
6 | MCB 1 Phase 6A Merlin Gerin NC45aD 5KA D Curve | pcs | - | 0 | 0 | 0 | 0 | 0 | 0 | 0 | 0 | 0 | 0 | 0
7 | MCB 1 Phase 25A Merlin Gerin NC45aD 6KA D Curve | pcs | 3 | 0 | 0 | 0 | 0 | 0 | 0 | 0 | 0 | 0 | 0 | 0
8 | MCB 1 Phase 20A Merlin Gerin NC45aD 6KA D Curve | pcs | 6 | 0 | 0 | 0 | 0 | 0 | 0 | 0 | 0 | 0 | 0 | 0
9 | MCB 1 Phase 16A Merlin Gerin NC45aD 6KA D Curve | pcs | 2 | 0 | 0 | 0 | 0 | 0 | 0 | 0 | 0 | 0 | 0 | 0
10 | MCB 1 Phase 10A Merlin Gerin NC45aD 6KA D Curve | pcs | 1 | 0 | 0 | 0 | 0 | 0 | 0 | 0 | 0 | 0 | 0 | 0
11 | MCB 1 Phase 6A Merlin Gerin NC45aD 5KA D Curve | pcs | 4 | 0 | 0 | 0 | 0 | 0 | 0 | 0 | 0 | 0 | 0 | 0
12 | MCB 1 Phase 20A Merlin Gerin NC45aD 6KA D Curve | pcs | - | 0 | 0 | 0 | 0 | 0 | 0 | 0 | 0 | 0 | 0 | 0
13 | MCB 1 Phase 16A Merlin Gerin NC45aD 6KA D Curve | pcs | - | 0 | 0 | 0 | 0 | 0 | 0 | 0 | 0 | 0 | 0 | 0
14 | MCB 1 Phase 10A Merlin Gerin NC45aD 6KA D Curve | pcs | - | 0 | 0 | 0 | 0 | 0 | 0 | 0 | 0 | 0 | 0 | 0
15 | MCB 1 Phase 6A Merlin Gerin NC45aD 6KA D Curve | pcs | - | 0 | 0 | 0 | 0 | 0 | 0 | 0 | 0 | 0 | 0 | 0
16 | MCB 1 Phase 4A Merlin Gerin NC45N 5KA D Curve | pcs | - | 0 | 0 | 0 | 0 | 0 | 0 | 0 | 0 | 0 | 0 | 0
17 | AC Magnetic Contactor, 3 pool Telemecanique type LC1-D09 M7 | pcs | 2 | 0 | 0 | 0 | 0 | 0 | 0 | 0 | 0 | 0 | 0 | 0
18 | AC Timer merk Theben Sul 18 TH, 220V, 24 Hours or merk Hager EH 111 | Unit | 1 | 0 | 0 | 0 | 0 | 0 | 0 | 0 | 0 | 0 | 0 | 0
19 | Relay LY2, phase R,S,T and Contactor AC | unit | 4 | 0 | 0 | 0 | 0 | 0 | 0 | 0 | 0 | 0 | 0 | 0
20 | Wiring and montage (NYAF 8 mm2, completed with cable shoe & cable duct) | lot | 1
b | Box Panel
1 | Pole (Pipe Support 3" height=4m, galvanized, included Accessories and Foundation) | Unit
2 | Panel box MDP dimension 250 x 350 x 120 mm grey coloured with powder coating with accessories ( cable 6mm2, cable shoe, MCB rail, Cu terminals, cable ducting). | unit
3 | Installation Cost | ls
c | KWH Panel
1 | KWH Box Panel with safety lock dimension 70x50x30 cm , IP 66, broken white coloured with powder coating Incl.Change Over Switch 4P 63A Mounting Plate Type with handle selector (Kraus Naimer / Socomec type Sirco VM1 ) and Receptacle for Genset 3 Phase + NPE 32 A, IP 66 (Legrand / Mennekes), Cable Duct PVC 25 mm | Unit | 1 | 0 | 0 | 0 | 0 | 0 | 0 | 0 | 0 | 0 | 0 | 0
d | Light installation
1 | Philips electronic balast PLE-C18 watt complete with Fitting (for radio room and AC outdoor room) | unit | 6 | 0 | 0 | 0 | 0 | 0 | 0 | 0 | 0 | 0 | 0 | 0
2 | Lamp switch CLIPSAL or MK 15 A outbow series | unit | 2 | 0 | 0 | 0 | 0 | 0 | 0 | 0 | 0 | 0 | 0 | 0
3 | Photo cell electric LUMINA 3A (for Outdoor Lamp) | unit | 1 | 0 | 0 | 0 | 0 | 0 | 0 | 0 | 0 | 0 | 0 | 0
4 | Outdoor lamp PLE- C 9 watt complete with fitting and cage | unit | 1 | 0 | 0 | 0 | 0 | 0 | 0 | 0 | 0 | 0 | 0 | 0
5 | Cable NYM 3x1,5 mm2 (light installation) | m1 | 31 | 0 | 0 | 0 | 0 | 0 | 0 | 0 | 0 | 0 | 0 | 0
6 | Light installation fee | point | 6 | 0 | 0 | 0 | 0 | 0 | 0 | 0 | 0 | 0 | 0 | 0
e | Power installation
1 | Socket outlet CLIPSAL or MK 15 A | unit | 2 | 0 | 0 | 0 | 0 | 0 | 0 | 0 | 0 | 0 | 0 | 0
2 | Cable NYM 3x2,5 mm2 (power installation) | m1 | 25 | 0 | 0 | 0 | 0 | 0 | 0 | 0 | 0 | 0 | 0 | 0
3 | Power installation fee | point | 2 | 0 | 0 | 0 | 0 | 0 | 0 | 0 | 0 | 0 | 0 | 0
Sub Total Electrical
f | Grounding system for tower, shelter and fence
1 | Main grounding bar Cu 300x100x10 mm, 2 rows holes M8 complete with isolator and Stainless Scoen and Bolt | unit | 1
2 | EGB (External Grounding Bar) Cu 300x100x10 mm, 1 rows 14 holes M8 complete with isolator and Stainless Scoen and Bolt | unit | 1
3 | Copper rod dia. 20 mm length 4 m caldwelding to BC wire 50 mm2 | unit | 8 | 0 | 0 | 0 | 0 | 0 | 0 | 0 | 0 | 0 | 0 | 0
4 | Copper plate Cu 1000x1000x3 mm caldwelding to BC wire 50 mm2 | unit | 1 | 0 | 0 | 0 | 0 | 0 | 0 | 0 | 0 | 0 | 0 | 0
5 | BC wire 50mm2 connected between grounding bar and copper rod & copper plate with stainless Scoen and Bolt | m1 | 115 | 0 | 0 | 0 | 0 | 0 | 0 | 0 | 0 | 0 | 0 | 0
6 | BC wire 50mm2 connected between grounding bar and BRC fence with stainless scoen & bolt (4 point) | m1 | 40
7 | BC wire 50mm2 connected between grounding bar and base frame shelter with stainless scoen & bolt (4 point) | m1 | 8 | 0 | 0 | 0 | 0 | 0 | 0 | 0 | 0 | 0 | 0 | 0
8 | Excavation for grounding, depth min. 3 m with bentonite layer for rod and copper plate until resistance <1 ohm (integrated result) | hole | 9 | 0 | 0 | 0 | 0 | 0 | 0 | 0 | 0 | 0 | 0 | 0
9 | Bentonite | kg | 90 | 0 | 0 | 0 | 0 | 0 | 0 | 0 | 0 | 0 | 0 | 0
10 | Controll box inside dimension 40x40x50 cm with bar Cu 300x100x10 mm for grounding terminal | pcs | 5 | 0 | 0 | 0 | 0 | 0 | 0 | 0 | 0 | 0 | 0 | 0
11 | Connection fee (with cadwelding) | Lot | 1
Sub Total Grounding
g | Internal protection for Panel MDP
1 | Lightning Current and Surge Voltage Protection Arrester 100 KA OBO type MCD 50-B/3 + MCD 125 B/NPE combined V 20 C/3 + FS-SU or Phoenix type Trabset BC/3+1 - 100/FM complete with certificate (from internasional OBO or Phoenix sole agent and attached material test result) and connect to DDF | Unit | 1 | 0 | 0 | 0 | 0 | 0 | 0 | 0 | 0 | 0 | 0 | 0
Sub Total Internal protection
h. | Fire fighting work
1 | Fire Extinguisher merk : GUNNEBO Halotron I type EHL 5, SERVVO Halotron I type H500 HLT and PATRON NAF IV type HCFC Blend E, netto 5 Kg complete with label date with indicator Pointer at Green Area and complete with certificate | unit | 1 | 0 | 0 | 0 | 0 | 0 | 0 | 0 | 0 | 0 | 0 | 0
2 | Thermatic merk : GUNNEBO Halotron I type EHL 5, SERVVO Halotron I type H500 HLT and PATRON NAF IV type HCFC Blend E with operation condition 68 degree celcius netto 5 kg with indicator Pointer at Green Area and complete certificate | unit | 1 | 0 | 0 | 0 | 0 | 0 | 0 | 0 | 0 | 0 | 0 | 0
3 | Panel Controll Alarm (Security) merk : OMNI 400, Intellesense 236, completed with extended socket for connection | unit | 1 | 0 | 0 | 0 | 0 | 0 | 0 | 0 | 0 | 0 | 0 | 0
4 | Auxiliary Relay ( 16 zone Input & 16 zone Output ) | unit | 1 | 0 | 0 | 0 | 0 | 0 | 0 | 0 | 0 | 0 | 0 | 0
5 | Door Sensor Heavy Duty | unit | 1 | 0 | 0 | 0 | 0 | 0 | 0 | 0 | 0 | 0 | 0 | 0
6 | Smoke Detector Photo-electric Type | unit | 1 | 0 | 0 | 0 | 0 | 0 | 0 | 0 | 0 | 0 | 0 | 0
7 | ROR & Conventional Type Heat Detector (APPRON/EDWARD) | unit | 1 | 0 | 0 | 0 | 0 | 0 | 0 | 0 | 0 | 0 | 0 | 0
8 | Bell Tamper proof & weather resistant (approx. 100 dBm), diam. 6" | unit | 1 | 0 | 0 | 0 | 0 | 0 | 0 | 0 | 0 | 0 | 0 | 0
9 | Pair Cable content 4x0,5 mm2 | m1 | 30 | 0 | 0 | 0 | 0 | 0 | 0 | 0 | 0 | 0 | 0 | 0
10 | Temperature Censor TS300 + Probe (3 numeric digital display) | unit | 1 | 0 | 0 | 0 | 0 | 0 | 0 | 0 | 0 | 0 | 0 | 0
11 | DDF Terminal LSA Plus Type, 10 channel completed with wiring 10 pair and mounting + cable 10 m | unit | 2 | 0 | 0 | 0 | 0 | 0 | 0 | 0 | 0 | 0 | 0 | 0
12 | Commisioning and installation fee | point | 3
Sub Total Fire Fighting
i. | Air Conditioner work
1 | AC Split 1,5 PK with capacity 11.800 BTUH merk : SANYO type SAP KC 121 G/L complete with guarantee and insurance letter from agent sole PT. Sanjaya Sakti Jakarta | unit | 2 | 400000 | 0 | 0 | 0 | 0 | 0 | 0 | 0 | 0 | 0 | 0
2 | AC Split 2.0 PK with capacity 17.800 BTUH merk : SANYO type SAP KC 191 G/L complete with guarantee and insurance letter from agent sole PT. Sanjaya Sakti Jakarta | unit |  | 300000 | 0 | 0 | 0 | 0 | 0 | 0 | 0 | 0 | 0 | 0
3 | Cable NYM 3x2,5 mm2, Supreme | m1 | 20 | 0 | 0 | 0 | 0 | 0 | 0 | 0 | 0 | 0 | 0 | 0
4 | AC Rack and connect to DDF | unit | 2 | 0 | 0 | 0 | 0 | 0 | 0 | 0 | 0 | 0 | 0 | 0
5 | Commissioning and installation fee | point | 2
Sub Total Air Conditioning
j. | Emergency DC Fan
1 | Exhaust Fan DC 2x48 Volt, 0,88 A dia 172 mm, Air Flow 450 m3/hr merk Papst, National dan Sanyo | Unit | 1 | 0 | 0 | 0 | 0 | 0 | 0 | 0 | 0 | 0 | 0 | 0
2 | Air Inlet filter type T 15/150 | Unit | 1 | 0 | 0 | 0 | 0 | 0 | 0 | 0 | 0 | 0 | 0 | 0
3 | Alumunium Box with plat thickness t=1,5 mm | Unit | 1 | 0 | 0 | 0 | 0 | 0 | 0 | 0 | 0 | 0 | 0 | 0
5 | Relay OMRON LY2 (socket) + BOX + Cable NYAHF 2x2,5mm2 (10meters) | Lot | 1 | 0 | 0 | 0 | 0 | 0 | 0 | 0 | 0 | 0 | 0 | 0
6 | Finishing Powder Coating white coloured, Out side Grille from Alumunium profile and Inside Grille made from Alumunium plat t=0,4 mm | Lot | 1 | 0 | 0 | 0 | 0 | 0 | 0 | 0 | 0 | 0 | 0 | 0
Sub Total DC Fan
3 | BTS 13.2 KVA
a. | Main Distribution Panel
1 | Panel box MDP dimension 70x40x20 cm IP 65 standard, broken white coloured with powder coating + phase indicator lamp complete with accessories (fuse, cable 6mm2, cable shoe, MCB rail, Terminals , cable ducting, label, cover, lock set) | unit | 1 | 0 | 0 | 0 | 0 | 0 | 0 | 0 | 0 | 0 | 0 | 0
2 | MCB 1 Phase 32A Merlin Gerin NC45aD 6KA D Curve | pcs | - | 0 | 0 | 0 | 0 | 0 | 0 | 0 | 0 | 0 | 0 | 0
3 | MCB 1 Phase 25A Merlin Gerin NC45aD 6KA D Curve | pcs | - | 0 | 0 | 0 | 0 | 0 | 0 | 0 | 0 | 0 | 0 | 0
4 | MCB 1 Phase 20A Merlin Gerin NC45aD 6KA D Curve | pcs | - | 0 | 0 | 0 | 0 | 0 | 0 | 0 | 0 | 0 | 0 | 0
5 | MCB 1 Phase 10A Merlin Gerin NC45aD 6KA D Curve | pcs | - | 0 | 0 | 0 | 0 | 0 | 0 | 0 | 0 | 0 | 0 | 0
6 | MCB 1 Phase 6A Merlin Gerin NC45aD 5KA D Curve | pcs | - | 0 | 0 | 0 | 0 | 0 | 0 | 0 | 0 | 0 | 0 | 0
7 | MCB 1 Phase 25A Merlin Gerin NC45aD 6KA D Curve | pcs | - | 0 | 0 | 0 | 0 | 0 | 0 | 0 | 0 | 0 | 0 | 0
8 | MCB 1 Phase 20A Merlin Gerin NC45aD 6KA D Curve | pcs | - | 0 | 0 | 0 | 0 | 0 | 0 | 0 | 0 | 0 | 0 | 0
9 | MCB 1 Phase 16A Merlin Gerin NC45aD 6KA D Curve | pcs | - | 0 | 0 | 0 | 0 | 0 | 0 | 0 | 0 | 0 | 0 | 0
10 | MCB 1 Phase 10A Merlin Gerin NC45aD 6KA D Curve | pcs | - | 0 | 0 | 0 | 0 | 0 | 0 | 0 | 0 | 0 | 0 | 0
11 | MCB 1 Phase 6A Merlin Gerin NC45aD 5KA D Curve | pcs | - | 0 | 0 | 0 | 0 | 0 | 0 | 0 | 0 | 0 | 0 | 0
12 | MCB 1 Phase 20A Merlin Gerin NC45aD 6KA D Curve | pcs | 3 | 0 | 0 | 0 | 0 | 0 | 0 | 0 | 0 | 0 | 0 | 0
13 | MCB 1 Phase 16A Merlin Gerin NC45aD 6KA D Curve | pcs | 8 | 0 | 0 | 0 | 0 | 0 | 0 | 0 | 0 | 0 | 0 | 0
14 | MCB 1 Phase 10A Merlin Gerin NC45aD 6KA D Curve | pcs | 1 | 0 | 0 | 0 | 0 | 0 | 0 | 0 | 0 | 0 | 0 | 0
15 | MCB 1 Phase 6A Merlin Gerin NC45aD 6KA D Curve | pcs | 3 | 0 | 0 | 0 | 0 | 0 | 0 | 0 | 0 | 0 | 0 | 0
16 | MCB 1 Phase 4A Merlin Gerin NC45N 5KA D Curve | pcs | 1 | 0 | 0 | 0 | 0 | 0 | 0 | 0 | 0 | 0 | 0 | 0
17 | AC Magnetic Contactor, 3 pool Telemecanique type LC1-D09 M7 | pcs | 2 | 0 | 0 | 0 | 0 | 0 | 0 | 0 | 0 | 0 | 0 | 0
18 | AC Timer merk Theben Sul 18 TH, 220V, 24 Hours or merk Hager EH 111 | Unit | 1 | 0 | 0 | 0 | 0 | 0 | 0 | 0 | 0 | 0 | 0 | 0
19 | Relay LY2, phase R,S,T and Contactor AC | unit | 4 | 0 | 0 | 0 | 0 | 0 | 0 | 0 | 0 | 0 | 0 | 0
20 | Wiring and montage (NYAF 8 mm2, completed with cable shoe & cable duct) | lot | 1
b | Box Panel
1 | Pole (Pipe Support 3" height=4m, galvanized, included Accessories and Foundation) | Unit
2 | Panel box MDP dimension 250 x 350 x 120 mm grey coloured with powder coating with accessories ( cable 6mm2, cable shoe, MCB rail, Cu terminals, cable ducting). | unit
3 | Installation Cost | ls
c | KWH Panel
1 | KWH Box Panel with safety lock dimension 70x50x30 cm , IP 66, broken white coloured with powder coating Incl.Change Over Switch 4P 63A Mounting Plate Type with handle selector (Kraus Naimer / Socomec type Sirco VM1 ) and Receptacle for Genset 3 Phase + NPE 32 A, IP 66 (Legrand / Mennekes), Cable Duct PVC 25 mm | Unit | 1 | 0 | 0 | 0 | 0 | 0 | 0 | 0 | 0 | 0 | 0 | 0
d | Light installation
1 | Philips electronic balast PLE-C18 watt complete with Fitting (for radio room and AC outdoor room) | unit | 6 | 0 | 0 | 0 | 0 | 0 | 0 | 0 | 0 | 0 | 0 | 0
2 | Lamp switch CLIPSAL or MK 15 A outbow series | unit | 2 | 0 | 0 | 0 | 0 | 0 | 0 | 0 | 0 | 0 | 0 | 0
3 | Photo cell electric LUMINA 3A (for Outdoor Lamp) | unit | 1 | 0 | 0 | 0 | 0 | 0 | 0 | 0 | 0 | 0 | 0 | 0
4 | Outdoor lamp PLE- C 9 watt complete with fitting and cage | unit | 1 | 0 | 0 | 0 | 0 | 0 | 0 | 0 | 0 | 0 | 0 | 0
5 | Cable NYM 3x1,5 mm2 (light installation) | m1 | 31 | 0 | 0 | 0 | 0 | 0 | 0 | 0 | 0 | 0 | 0 | 0
6 | Light installation fee | point | 6 | 0 | 0 | 0 | 0 | 0 | 0 | 0 | 0 | 0 | 0 | 0
e | Power installation
1 | Socket outlet CLIPSAL or MK 15 A | unit | 2 | 0 | 0 | 0 | 0 | 0 | 0 | 0 | 0 | 0 | 0 | 0
2 | Cable NYM 3x2,5 mm2 (power installation) | m1 | 25 | 0 | 0 | 0 | 0 | 0 | 0 | 0 | 0 | 0 | 0 | 0
3 | Power installation fee | point | 2 | 0 | 0 | 0 | 0 | 0 | 0 | 0 | 0 | 0 | 0 | 0
Sub Total Electrical
f | Grounding system for tower, shelter and fence
1 | Main grounding bar Cu 300x100x10 mm, 2 rows holes M8 complete with isolator and Stainless Scoen and Bolt | unit | 1
2 | EGB (External Grounding Bar) Cu 300x100x10 mm, 1 rows 14 holes M8 complete with isolator and Stainless Scoen and Bolt | unit | 1
3 | Copper rod dia. 20 mm length 4 m caldwelding to BC wire 50 mm2 | unit | 8 | 0 | 0 | 0 | 0 | 0 | 0 | 0 | 0 | 0 | 0 | 0
4 | Copper plate Cu 1000x1000x3 mm caldwelding to BC wire 50 mm2 | unit | 1 | 0 | 0 | 0 | 0 | 0 | 0 | 0 | 0 | 0 | 0 | 0
5 | BC wire 50mm2 connected between grounding bar and copper rod & copper plate with stainless Scoen and Bolt | m1 | 115 | 0 | 0 | 0 | 0 | 0 | 0 | 0 | 0 | 0 | 0 | 0
6 | BC wire 50mm2 connected between grounding bar and BRC fence with stainless scoen & bolt (4 point) | m1 | 40
7 | BC wire 50mm2 connected between grounding bar and base frame shelter with stainless scoen & bolt (4 point) | m1 | 8 | 0 | 0 | 0 | 0 | 0 | 0 | 0 | 0 | 0 | 0 | 0
8 | Excavation for grounding, depth min. 3 m with bentonite layer for rod and copper plate until resistance <1 ohm (integrated result) | hole | 9 | 0 | 0 | 0 | 0 | 0 | 0 | 0 | 0 | 0 | 0 | 0
9 | Bentonite | kg | 90 | 0 | 0 | 0 | 0 | 0 | 0 | 0 | 0 | 0 | 0 | 0
10 | Controll box inside dimension 40x40x50 cm with bar Cu 300x100x10 mm for grounding terminal | pcs | 5 | 0 | 0 | 0 | 0 | 0 | 0 | 0 | 0 | 0 | 0 | 0
11 | Connection fee (with cadwelding) | Lot | 1
Sub Total Grounding
g | Internal protection for Panel MDP
1 | Lightning Current and Surge Voltage Protection Arrester 100 KA OBO type MCD 50-B/3 + MCD 125 B/NPE combined V 20 C/3 + FS-SU or Phoenix type Trabset BC/3+1 - 100/FM complete with certificate (from internasional OBO or Phoenix sole agent and attached material test result) and connect to DDF | Unit | 1 | 0 | 0 | 0 | 0 | 0 | 0 | 0 | 0 | 0 | 0 | 0
Sub Total Internal protection
h. | Fire fighting work
1 | Fire Extinguisher merk : GUNNEBO Halotron I type EHL 5, SERVVO Halotron I type H500 HLT and PATRON NAF IV type HCFC Blend E, netto 5 Kg complete with label date with indicator Pointer at Green Area and complete with certificate | unit | 1 | 0 | 0 | 0 | 0 | 0 | 0 | 0 | 0 | 0 | 0 | 0
2 | Thermatic merk : GUNNEBO Halotron I type EHL 5, SERVVO Halotron I type H500 HLT and PATRON NAF IV type HCFC Blend E with operation condition 68 degree celcius netto 5 kg with indicator Pointer at Green Area and complete certificate | unit | 1 | 0 | 0 | 0 | 0 | 0 | 0 | 0 | 0 | 0 | 0 | 0
3 | Panel Controll Alarm (Security) merk : OMNI 400, Intellesense 236, completed with extended socket for connection | unit | 1 | 0 | 0 | 0 | 0 | 0 | 0 | 0 | 0 | 0 | 0 | 0
4 | Auxiliary Relay ( 16 zone Input & 16 zone Output ) | unit | 1 | 0 | 0 | 0 | 0 | 0 | 0 | 0 | 0 | 0 | 0 | 0
5 | Door Sensor Heavy Duty | unit | 1 | 0 | 0 | 0 | 0 | 0 | 0 | 0 | 0 | 0 | 0 | 0
6 | Smoke Detector Photo-electric Type | unit | 1 | 0 | 0 | 0 | 0 | 0 | 0 | 0 | 0 | 0 | 0 | 0
7 | ROR & Conventional Type Heat Detector (APPRON/EDWARD) | unit | 1 | 0 | 0 | 0 | 0 | 0 | 0 | 0 | 0 | 0 | 0 | 0
8 | Bell Tamper proof & weather resistant (approx. 100 dBm), diam. 6" | unit | 1 | 0 | 0 | 0 | 0 | 0 | 0 | 0 | 0 | 0 | 0 | 0
9 | Pair Cable content 4x0,5 mm2 | m1 | 30 | 0 | 0 | 0 | 0 | 0 | 0 | 0 | 0 | 0 | 0 | 0
10 | Temperature Censor TS300 + Probe (3 numeric digital display) | unit | 1 | 0 | 0 | 0 | 0 | 0 | 0 | 0 | 0 | 0 | 0 | 0
11 | DDF Terminal LSA Plus Type, 10 channel completed with wiring 10 pair and mounting + cable 10 m | unit | 2 | 0 | 0 | 0 | 0 | 0 | 0 | 0 | 0 | 0 | 0 | 0
12 | Commisioning and installation fee | point | 3
Sub Total Fire Fighting
i. | Air Conditioner work
1 | AC Split 1,5 PK with capacity 11.800 BTUH merk : SANYO type SAP KC 121 G/L complete with guarantee and insurance letter from agent sole PT. Sanjaya Sakti Jakarta | unit | 2 | 400000 | 0 | 0 | 0 | 0 | 0 | 0 | 0 | 0 | 0 | 0
2 | AC Split 2.0 PK with capacity 17.800 BTUH merk : SANYO type SAP KC 191 G/L complete with guarantee and insurance letter from agent sole PT. Sanjaya Sakti Jakarta | unit |  | 300000 | 0 | 0 | 0 | 0 | 0 | 0 | 0 | 0 | 0 | 0
3 | Cable NYM 3x2,5 mm2, Supreme | m1 | 20 | 0 | 0 | 0 | 0 | 0 | 0 | 0 | 0 | 0 | 0 | 0
4 | AC Rack and connect to DDF | unit | 2 | 0 | 0 | 0 | 0 | 0 | 0 | 0 | 0 | 0 | 0 | 0
5 | Commissioning and installation fee | point | 2
Sub Total Air Conditioning
j. | Emergency DC Fan
1 | Exhaust Fan DC 2x48 Volt, 0,88 A dia 172 mm, Air Flow 450 m3/hr merk Papst, National dan Sanyo | Unit | 1 | 0 | 0 | 0 | 0 | 0 | 0 | 0 | 0 | 0 | 0 | 0
2 | Air Inlet filter type T 15/150 | Unit | 1 | 0 | 0 | 0 | 0 | 0 | 0 | 0 | 0 | 0 | 0 | 0
3 | Alumunium Box with plat thickness t=1,5 mm | Unit | 1 | 0 | 0 | 0 | 0 | 0 | 0 | 0 | 0 | 0 | 0 | 0
5 | Relay OMRON LY2 (socket) + BOX + Cable NYAHF 2x2,5mm2 (10meters) | Lot | 1 | 0 | 0 | 0 | 0 | 0 | 0 | 0 | 0 | 0 | 0 | 0
6 | Finishing Powder Coating white coloured, Out side Grille from Alumunium profile and Inside Grille made from Alumunium plat t=0,4 mm | Lot | 1 | 0 | 0 | 0 | 0 | 0 | 0 | 0 | 0 | 0 | 0 | 0
Sub Total DC Fan
4 | NODAL 10.6 KVA
a. | Main Distribution Panel
1 | Panel box MDP dimension 70x40x20 cm IP 65 standard, broken white coloured with powder coating + phase indicator lamp complete with accessories (fuse, cable 6mm2, cable shoe, MCB rail, Terminals , cable ducting, label, cover, lock set) | unit | 1 | 0 | 0 | 0 | 0 | 0 | 0 | 0 | 0 | 0 | 0 | 0
2 | MCB 1 Phase 32A Merlin Gerin NC45aD 6KA D Curve | pcs | - | 0 | 0 | 0 | 0 | 0 | 0 | 0 | 0 | 0 | 0 | 0
3 | MCB 1 Phase 25A Merlin Gerin NC45aD 6KA D Curve | pcs | - | 0 | 0 | 0 | 0 | 0 | 0 | 0 | 0 | 0 | 0 | 0
4 | MCB 1 Phase 20A Merlin Gerin NC45aD 6KA D Curve | pcs | - | 0 | 0 | 0 | 0 | 0 | 0 | 0 | 0 | 0 | 0 | 0
5 | MCB 1 Phase 10A Merlin Gerin NC45aD 6KA D Curve | pcs | - | 0 | 0 | 0 | 0 | 0 | 0 | 0 | 0 | 0 | 0 | 0
6 | MCB 1 Phase 6A Merlin Gerin NC45aD 5KA D Curve | pcs | - | 0 | 0 | 0 | 0 | 0 | 0 | 0 | 0 | 0 | 0 | 0
7 | MCB 1 Phase 25A Merlin Gerin NC45aD 6KA D Curve | pcs | - | 0 | 0 | 0 | 0 | 0 | 0 | 0 | 0 | 0 | 0 | 0
8 | MCB 1 Phase 20A Merlin Gerin NC45aD 6KA D Curve | pcs | - | 0 | 0 | 0 | 0 | 0 | 0 | 0 | 0 | 0 | 0 | 0
9 | MCB 1 Phase 16A Merlin Gerin NC45aD 6KA D Curve | pcs | - | 0 | 0 | 0 | 0 | 0 | 0 | 0 | 0 | 0 | 0 | 0
10 | MCB 1 Phase 10A Merlin Gerin NC45aD 6KA D Curve | pcs | - | 0 | 0 | 0 | 0 | 0 | 0 | 0 | 0 | 0 | 0 | 0
11 | MCB 1 Phase 6A Merlin Gerin NC45aD 5KA D Curve | pcs | - | 0 | 0 | 0 | 0 | 0 | 0 | 0 | 0 | 0 | 0 | 0
12 | MCB 1 Phase 20A Merlin Gerin NC45aD 6KA D Curve | pcs | - | 0 | 0 | 0 | 0 | 0 | 0 | 0 | 0 | 0 | 0 | 0
13 | MCB 1 Phase 16A Merlin Gerin NC45aD 6KA D Curve | pcs | 9 | 0 | 0 | 0 | 0 | 0 | 0 | 0 | 0 | 0 | 0 | 0
14 | MCB 1 Phase 10A Merlin Gerin NC45aD 6KA D Curve | pcs | 3 | 0 | 0 | 0 | 0 | 0 | 0 | 0 | 0 | 0 | 0 | 0
15 | MCB 1 Phase 6A Merlin Gerin NC45aD 6KA D Curve | pcs | 3 | 0 | 0 | 0 | 0 | 0 | 0 | 0 | 0 | 0 | 0 | 0
16 | MCB 1 Phase 4A Merlin Gerin NC45N 5KA D Curve | pcs | 1 | 0 | 0 | 0 | 0 | 0 | 0 | 0 | 0 | 0 | 0 | 0
17 | AC Magnetic Contactor, 3 pool Telemecanique type LC1-D09 M7 | pcs | 2 | 0 | 0 | 0 | 0 | 0 | 0 | 0 | 0 | 0 | 0 | 0
18 | AC Timer merk Theben Sul 18 TH, 220V, 24 Hours or merk Hager EH 111 | Unit | 1 | 0 | 0 | 0 | 0 | 0 | 0 | 0 | 0 | 0 | 0 | 0
19 | Relay LY2, phase R,S,T and Contactor AC | unit | 4 | 0 | 0 | 0 | 0 | 0 | 0 | 0 | 0 | 0 | 0 | 0
20 | Wiring and montage (NYAF 8 mm2, completed with cable shoe & cable duct) | lot | 1
b | Box Panel
1 | Pole (Pipe Support 3" height=4m, galvanized, included Accessories and Foundation) | Unit
2 | Panel box MDP dimension 250 x 350 x 120 mm grey coloured with powder coating with accessories ( cable 6mm2, cable shoe, MCB rail, Cu terminals, cable ducting). | unit
3 | Installation Cost | ls
c | KWH Panel
1 | KWH Box Panel with safety lock dimension 70x50x30 cm , IP 66, broken white coloured with powder coating Incl.Change Over Switch 4P 63A Mounting Plate Type with handle selector (Kraus Naimer / Socomec type Sirco VM1 ) and Receptacle for Genset 3 Phase + NPE 32 A, IP 66 (Legrand / Mennekes), Cable Duct PVC 25 mm | Unit | 1 | 0 | 0 | 0 | 0 | 0 | 0 | 0 | 0 | 0 | 0 | 0
d | Light installation
1 | Philips electronic balast PLE-C18 watt complete with Fitting (for radio room and AC outdoor room) | unit | 6 | 0 | 0 | 0 | 0 | 0 | 0 | 0 | 0 | 0 | 0 | 0
2 | Lamp switch CLIPSAL or MK 15 A outbow series | unit | 2 | 0 | 0 | 0 | 0 | 0 | 0 | 0 | 0 | 0 | 0 | 0
3 | Photo cell electric LUMINA 3A (for Outdoor Lamp) | unit | 1 | 0 | 0 | 0 | 0 | 0 | 0 | 0 | 0 | 0 | 0 | 0
4 | Outdoor lamp PLE- C 9 watt complete with fitting and cage | unit | 1 | 0 | 0 | 0 | 0 | 0 | 0 | 0 | 0 | 0 | 0 | 0
5 | Cable NYM 3x1,5 mm2 (light installation) | m1 | 31 | 0 | 0 | 0 | 0 | 0 | 0 | 0 | 0 | 0 | 0 | 0
6 | Light installation fee | point | 6 | 0 | 0 | 0 | 0 | 0 | 0 | 0 | 0 | 0 | 0 | 0
e | Power installation
1 | Socket outlet CLIPSAL or MK 15 A | unit | 2 | 0 | 0 | 0 | 0 | 0 | 0 | 0 | 0 | 0 | 0 | 0
2 | Cable NYM 3x2,5 mm2 (power installation) | m1 | 25 | 0 | 0 | 0 | 0 | 0 | 0 | 0 | 0 | 0 | 0 | 0
3 | Power installation fee | point | 2 | 0 | 0 | 0 | 0 | 0 | 0 | 0 | 0 | 0 | 0 | 0
Sub Total Electrical
f | Grounding system for tower, shelter and fence
1 | Main grounding bar Cu 300x100x10 mm, 2 rows holes M8 complete with isolator and Stainless Scoen and Bolt | unit | 1
2 | EGB (External Grounding Bar) Cu 300x100x10 mm, 1 rows 14 holes M8 complete with isolator and Stainless Scoen and Bolt | unit | 1
3 | Copper rod dia. 20 mm length 4 m caldwelding to BC wire 50 mm2 | unit | 8 | 0 | 0 | 0 | 0 | 0 | 0 | 0 | 0 | 0 | 0 | 0
4 | Copper plate Cu 1000x1000x3 mm caldwelding to BC wire 50 mm2 | unit | 1 | 0 | 0 | 0 | 0 | 0 | 0 | 0 | 0 | 0 | 0 | 0
5 | BC wire 50mm2 connected between grounding bar and copper rod & copper plate with stainless Scoen and Bolt | m1 | 115 | 0 | 0 | 0 | 0 | 0 | 0 | 0 | 0 | 0 | 0 | 0
6 | BC wire 50mm2 connected between grounding bar and BRC fence with stainless scoen & bolt (4 point) | m1 | 40
7 | BC wire 50mm2 connected between grounding bar and base frame shelter with stainless scoen & bolt (4 point) | m1 | 8 | 0 | 0 | 0 | 0 | 0 | 0 | 0 | 0 | 0 | 0 | 0
8 | Excavation for grounding, depth min. 3 m with bentonite layer for rod and copper plate until resistance <1 ohm (integrated result) | hole | 9 | 0 | 0 | 0 | 0 | 0 | 0 | 0 | 0 | 0 | 0 | 0
9 | Bentonite | kg | 90 | 0 | 0 | 0 | 0 | 0 | 0 | 0 | 0 | 0 | 0 | 0
10 | Controll box inside dimension 40x40x50 cm with bar Cu 300x100x10 mm for grounding terminal | pcs | 5 | 0 | 0 | 0 | 0 | 0 | 0 | 0 | 0 | 0 | 0 | 0
11 | Connection fee (with cadwelding) | Lot | 1
Sub Total Grounding
g | Internal protection for Panel MDP
1 | Lightning Current and Surge Voltage Protection Arrester 100 KA OBO type MCD 50-B/3 + MCD 125 B/NPE combined V 20 C/3 + FS-SU or Phoenix type Trabset BC/3+1 - 100/FM complete with certificate (from internasional OBO or Phoenix sole agent and attached material test result) and connect to DDF | Unit | 1 | 0 | 0 | 0 | 0 | 0 | 0 | 0 | 0 | 0 | 0 | 0
Sub Total Internal protection
h. | Fire fighting work
1 | Fire Extinguisher merk : GUNNEBO Halotron I type EHL 5, SERVVO Halotron I type H500 HLT and PATRON NAF IV type HCFC Blend E, netto 5 Kg complete with label date with indicator Pointer at Green Area and complete with certificate | unit | 1 | 0 | 0 | 0 | 0 | 0 | 0 | 0 | 0 | 0 | 0 | 0
2 | Thermatic merk : GUNNEBO Halotron I type EHL 5, SERVVO Halotron I type H500 HLT and PATRON NAF IV type HCFC Blend E with operation condition 68 degree celcius netto 5 kg with indicator Pointer at Green Area and complete certificate | unit | 1 | 0 | 0 | 0 | 0 | 0 | 0 | 0 | 0 | 0 | 0 | 0
3 | Panel Controll Alarm (Security) merk : OMNI 400, Intellesense 236, completed with extended socket for connection | unit | 1 | 0 | 0 | 0 | 0 | 0 | 0 | 0 | 0 | 0 | 0 | 0
4 | Auxiliary Relay ( 16 zone Input & 16 zone Output ) | unit | 1 | 0 | 0 | 0 | 0 | 0 | 0 | 0 | 0 | 0 | 0 | 0
5 | Door Sensor Heavy Duty | unit | 1 | 0 | 0 | 0 | 0 | 0 | 0 | 0 | 0 | 0 | 0 | 0
6 | Smoke Detector Photo-electric Type | unit | 1 | 0 | 0 | 0 | 0 | 0 | 0 | 0 | 0 | 0 | 0 | 0
7 | ROR & Conventional Type Heat Detector (APPRON/EDWARD) | unit | 1 | 0 | 0 | 0 | 0 | 0 | 0 | 0 | 0 | 0 | 0 | 0
8 | Bell Tamper proof & weather resistant (approx. 100 dBm), diam. 6" | unit | 1 | 0 | 0 | 0 | 0 | 0 | 0 | 0 | 0 | 0 | 0 | 0
9 | Pair Cable content 4x0,5 mm2 | m1 | 30 | 0 | 0 | 0 | 0 | 0 | 0 | 0 | 0 | 0 | 0 | 0
10 | Temperature Censor TS300 + Probe (3 numeric digital display) | unit | 1 | 0 | 0 | 0 | 0 | 0 | 0 | 0 | 0 | 0 | 0 | 0
11 | DDF Terminal LSA Plus Type, 10 channel completed with wiring 10 pair and mounting + cable 10 m | unit | 2 | 0 | 0 | 0 | 0 | 0 | 0 | 0 | 0 | 0 | 0 | 0
12 | Commisioning and installation fee | point | 3
Sub Total Fire Fighting
i. | Air Conditioner work
1 | AC Split 1,5 PK with capacity 11.800 BTUH merk : SANYO type SAP KC 121 G/L complete with guarantee and insurance letter from agent sole PT. Sanjaya Sakti Jakarta | unit | 2 | 400000 | 0 | 0 | 0 | 0 | 0 | 0 | 0 | 0 | 0 | 0
2 | AC Split 2.0 PK with capacity 17.800 BTUH merk : SANYO type SAP KC 191 G/L complete with guarantee and insurance letter from agent sole PT. Sanjaya Sakti Jakarta | unit |  | 300000 | 0 | 0 | 0 | 0 | 0 | 0 | 0 | 0 | 0 | 0
3 | Cable NYM 3x2,5 mm2, Supreme | m1 | 20 | 0 | 0 | 0 | 0 | 0 | 0 | 0 | 0 | 0 | 0 | 0
4 | AC Rack and connect to DDF | unit | 2 | 0 | 0 | 0 | 0 | 0 | 0 | 0 | 0 | 0 | 0 | 0
5 | Commissioning and installation fee | point | 2
Sub Total Air Conditioning
j. | Emergency DC Fan
1 | Exhaust Fan DC 2x48 Volt, 0,88 A dia 172 mm, Air Flow 450 m3/hr merk Papst, National dan Sanyo | Unit | 1 | 0 | 0 | 0 | 0 | 0 | 0 | 0 | 0 | 0 | 0 | 0
2 | Air Inlet filter type T 15/150 | Unit | 1 | 0 | 0 | 0 | 0 | 0 | 0 | 0 | 0 | 0 | 0 | 0
3 | Alumunium Box with plat thickness t=1,5 mm | Unit | 1 | 0 | 0 | 0 | 0 | 0 | 0 | 0 | 0 | 0 | 0 | 0
5 | Relay OMRON LY2 (socket) + BOX + Cable NYAHF 2x2,5mm2 (10meters) | Lot | 1 | 0 | 0 | 0 | 0 | 0 | 0 | 0 | 0 | 0 | 0 | 0
6 | Finishing Powder Coating white coloured, Out side Grille from Alumunium profile and Inside Grille made from Alumunium plat t=0,4 mm | Lot | 1 | 0 | 0 | 0 | 0 | 0 | 0 | 0 | 0 | 0 | 0 | 0
Sub Total DC Fan
5 | NODAL 6.6 KVA
a. | Main Distribution Panel
1 | Panel box MDP dimension 70x40x20 cm IP 65 standard, broken white coloured with powder coating + phase indicator lamp complete with accessories (fuse, cable 6mm2, cable shoe, MCB rail, Terminals , cable ducting, label, cover, lock set) | unit | 1 | 0 | 0 | 0 | 0 | 0 | 0 | 0 | 0 | 0 | 0 | 0
2 | MCB 1 Phase 32A Merlin Gerin NC45aD 6KA D Curve | pcs | - | 0 | 0 | 0 | 0 | 0 | 0 | 0 | 0 | 0 | 0 | 0
3 | MCB 1 Phase 25A Merlin Gerin NC45aD 6KA D Curve | pcs | - | 0 | 0 | 0 | 0 | 0 | 0 | 0 | 0 | 0 | 0 | 0
4 | MCB 1 Phase 20A Merlin Gerin NC45aD 6KA D Curve | pcs | - | 0 | 0 | 0 | 0 | 0 | 0 | 0 | 0 | 0 | 0 | 0
5 | MCB 1 Phase 10A Merlin Gerin NC45aD 6KA D Curve | pcs | - | 0 | 0 | 0 | 0 | 0 | 0 | 0 | 0 | 0 | 0 | 0
6 | MCB 1 Phase 6A Merlin Gerin NC45aD 5KA D Curve | pcs | - | 0 | 0 | 0 | 0 | 0 | 0 | 0 | 0 | 0 | 0 | 0
7 | MCB 1 Phase 25A Merlin Gerin NC45aD 6KA D Curve | pcs | - | 0 | 0 | 0 | 0 | 0 | 0 | 0 | 0 | 0 | 0 | 0
8 | MCB 1 Phase 20A Merlin Gerin NC45aD 6KA D Curve | pcs | - | 0 | 0 | 0 | 0 | 0 | 0 | 0 | 0 | 0 | 0 | 0
9 | MCB 1 Phase 16A Merlin Gerin NC45aD 6KA D Curve | pcs | - | 0 | 0 | 0 | 0 | 0 | 0 | 0 | 0 | 0 | 0 | 0
10 | MCB 1 Phase 10A Merlin Gerin NC45aD 6KA D Curve | pcs | - | 0 | 0 | 0 | 0 | 0 | 0 | 0 | 0 | 0 | 0 | 0
11 | MCB 1 Phase 6A Merlin Gerin NC45aD 5KA D Curve | pcs | - | 0 | 0 | 0 | 0 | 0 | 0 | 0 | 0 | 0 | 0 | 0
12 | MCB 1 Phase 20A Merlin Gerin NC45aD 6KA D Curve | pcs | - | 0 | 0 | 0 | 0 | 0 | 0 | 0 | 0 | 0 | 0 | 0
13 | MCB 1 Phase 16A Merlin Gerin NC45aD 6KA D Curve | pcs | - | 0 | 0 | 0 | 0 | 0 | 0 | 0 | 0 | 0 | 0 | 0
14 | MCB 1 Phase 10A Merlin Gerin NC45aD 6KA D Curve | pcs | 3 | 0 | 0 | 0 | 0 | 0 | 0 | 0 | 0 | 0 | 0 | 0
15 | MCB 1 Phase 6A Merlin Gerin NC45aD 6KA D Curve | pcs | 12 | 0 | 0 | 0 | 0 | 0 | 0 | 0 | 0 | 0 | 0 | 0
16 | MCB 1 Phase 4A Merlin Gerin NC45N 5KA D Curve | pcs | 1 | 0 | 0 | 0 | 0 | 0 | 0 | 0 | 0 | 0 | 0 | 0
17 | AC Magnetic Contactor, 3 pool Telemecanique type LC1-D09 M7 | pcs | 2 | 0 | 0 | 0 | 0 | 0 | 0 | 0 | 0 | 0 | 0 | 0
18 | AC Timer merk Theben Sul 18 TH, 220V, 24 Hours or merk Hager EH 111 | Unit | 1 | 0 | 0 | 0 | 0 | 0 | 0 | 0 | 0 | 0 | 0 | 0
19 | Relay LY2, phase R,S,T and Contactor AC | unit | 4 | 0 | 0 | 0 | 0 | 0 | 0 | 0 | 0 | 0 | 0 | 0
20 | Wiring and montage (NYAF 8 mm2, completed with cable shoe & cable duct) | lot | 1
b | Box Panel
1 | Pole (Pipe Support 3" height=4m, galvanized, included Accessories and Foundation) | Unit
2 | Panel box MDP dimension 250 x 350 x 120 mm grey coloured with powder coating with accessories ( cable 6mm2, cable shoe, MCB rail, Cu terminals, cable ducting). | unit
3 | Installation Cost | ls
c | KWH Panel
1 | KWH Box Panel with safety lock dimension 70x50x30 cm , IP 66, broken white coloured with powder coating Incl.Change Over Switch 4P 63A Mounting Plate Type with handle selector (Kraus Naimer / Socomec type Sirco VM1 ) and Receptacle for Genset 3 Phase + NPE 32 A, IP 66 (Legrand / Mennekes), Cable Duct PVC 25 mm | Unit | 1 | 0 | 0 | 0 | 0 | 0 | 0 | 0 | 0 | 0 | 0 | 0
d | Light installation
1 | Philips electronic balast PLE-C18 watt complete with Fitting (for radio room and AC outdoor room) | unit | 6 | 0 | 0 | 0 | 0 | 0 | 0 | 0 | 0 | 0 | 0 | 0
2 | Lamp switch CLIPSAL or MK 15 A outbow series | unit | 2 | 0 | 0 | 0 | 0 | 0 | 0 | 0 | 0 | 0 | 0 | 0
3 | Photo cell electric LUMINA 3A (for Outdoor Lamp) | unit | 1 | 0 | 0 | 0 | 0 | 0 | 0 | 0 | 0 | 0 | 0 | 0
4 | Outdoor lamp PLE- C 9 watt complete with fitting and cage | unit | 1 | 0 | 0 | 0 | 0 | 0 | 0 | 0 | 0 | 0 | 0 | 0
5 | Cable NYM 3x1,5 mm2 (light installation) | m1 | 31 | 0 | 0 | 0 | 0 | 0 | 0 | 0 | 0 | 0 | 0 | 0
6 | Light installation fee | point | 6 | 0 | 0 | 0 | 0 | 0 | 0 | 0 | 0 | 0 | 0 | 0
e | Power installation
1 | Socket outlet CLIPSAL or MK 15 A | unit | 2 | 0 | 0 | 0 | 0 | 0 | 0 | 0 | 0 | 0 | 0 | 0
2 | Cable NYM 3x2,5 mm2 (power installation) | m1 | 25 | 0 | 0 | 0 | 0 | 0 | 0 | 0 | 0 | 0 | 0 | 0
3 | Power installation fee | point | 2 | 0 | 0 | 0 | 0 | 0 | 0 | 0 | 0 | 0 | 0 | 0
Sub Total Electrical
f | Grounding system for tower, shelter and fence
1 | Main grounding bar Cu 300x100x10 mm, 2 rows holes M8 complete with isolator and Stainless Scoen and Bolt | unit | 1
2 | EGB (External Grounding Bar) Cu 300x100x10 mm, 1 rows 14 holes M8 complete with isolator and Stainless Scoen and Bolt | unit | 1
3 | Copper rod dia. 20 mm length 4 m caldwelding to BC wire 50 mm2 | unit | 8 | 0 | 0 | 0 | 0 | 0 | 0 | 0 | 0 | 0 | 0 | 0
4 | Copper plate Cu 1000x1000x3 mm caldwelding to BC wire 50 mm2 | unit | 1 | 0 | 0 | 0 | 0 | 0 | 0 | 0 | 0 | 0 | 0 | 0
5 | BC wire 50mm2 connected between grounding bar and copper rod & copper plate with stainless Scoen and Bolt | m1 | 115 | 0 | 0 | 0 | 0 | 0 | 0 | 0 | 0 | 0 | 0 | 0
6 | BC wire 50mm2 connected between grounding bar and BRC fence with stainless scoen & bolt (4 point) | m1 | 40
7 | BC wire 50mm2 connected between grounding bar and base frame shelter with stainless scoen & bolt (4 point) | m1 | 8 | 0 | 0 | 0 | 0 | 0 | 0 | 0 | 0 | 0 | 0 | 0
8 | Excavation for grounding, depth min. 3 m with bentonite layer for rod and copper plate until resistance <1 ohm (integrated result) | hole | 9 | 0 | 0 | 0 | 0 | 0 | 0 | 0 | 0 | 0 | 0 | 0
9 | Bentonite | kg | 90 | 0 | 0 | 0 | 0 | 0 | 0 | 0 | 0 | 0 | 0 | 0
10 | Controll box inside dimension 40x40x50 cm with bar Cu 300x100x10 mm for grounding terminal | pcs | 5 | 0 | 0 | 0 | 0 | 0 | 0 | 0 | 0 | 0 | 0 | 0
11 | Connection fee (with cadwelding) | Lot | 1
Sub Total Grounding
g | Internal protection for Panel MDP
1 | Lightning Current and Surge Voltage Protection Arrester 100 KA OBO type MCD 50-B/3 + MCD 125 B/NPE combined V 20 C/3 + FS-SU or Phoenix type Trabset BC/3+1 - 100/FM complete with certificate (from internasional OBO or Phoenix sole agent and attached material test result) and connect to DDF | Unit | 1 | 0 | 0 | 0 | 0 | 0 | 0 | 0 | 0 | 0 | 0 | 0
Sub Total Internal protection
h. | Fire fighting work
1 | Fire Extinguisher merk : GUNNEBO Halotron I type EHL 5, SERVVO Halotron I type H500 HLT and PATRON NAF IV type HCFC Blend E, netto 5 Kg complete with label date with indicator Pointer at Green Area and complete with certificate | unit | 1 | 0 | 0 | 0 | 0 | 0 | 0 | 0 | 0 | 0 | 0 | 0
2 | Thermatic merk : GUNNEBO Halotron I type EHL 5, SERVVO Halotron I type H500 HLT and PATRON NAF IV type HCFC Blend E with operation condition 68 degree celcius netto 5 kg with indicator Pointer at Green Area and complete certificate | unit | 1 | 0 | 0 | 0 | 0 | 0 | 0 | 0 | 0 | 0 | 0 | 0
3 | Panel Controll Alarm (Security) merk : OMNI 400, Intellesense 236, completed with extended socket for connection | unit | 1 | 0 | 0 | 0 | 0 | 0 | 0 | 0 | 0 | 0 | 0 | 0
4 | Auxiliary Relay ( 16 zone Input & 16 zone Output ) | unit | 1 | 0 | 0 | 0 | 0 | 0 | 0 | 0 | 0 | 0 | 0 | 0
5 | Door Sensor Heavy Duty | unit | 1 | 0 | 0 | 0 | 0 | 0 | 0 | 0 | 0 | 0 | 0 | 0
6 | Smoke Detector Photo-electric Type | unit | 1 | 0 | 0 | 0 | 0 | 0 | 0 | 0 | 0 | 0 | 0 | 0
7 | ROR & Conventional Type Heat Detector (APPRON/EDWARD) | unit | 1 | 0 | 0 | 0 | 0 | 0 | 0 | 0 | 0 | 0 | 0 | 0
8 | Bell Tamper proof & weather resistant (approx. 100 dBm), diam. 6" | unit | 1 | 0 | 0 | 0 | 0 | 0 | 0 | 0 | 0 | 0 | 0 | 0
9 | Pair Cable content 4x0,5 mm2 | m1 | 30 | 0 | 0 | 0 | 0 | 0 | 0 | 0 | 0 | 0 | 0 | 0
10 | Temperature Censor TS300 + Probe (3 numeric digital display) | unit | 1 | 0 | 0 | 0 | 0 | 0 | 0 | 0 | 0 | 0 | 0 | 0
11 | DDF Terminal LSA Plus Type, 10 channel completed with wiring 10 pair and mounting + cable 10 m | unit | 2 | 0 | 0 | 0 | 0 | 0 | 0 | 0 | 0 | 0 | 0 | 0
12 | Commisioning and installation fee | point | 3
Sub Total Fire Fighting
i. | Air Conditioner work
1 | AC Split 1,5 PK with capacity 11.800 BTUH merk : SANYO type SAP KC 121 G/L complete with guarantee and insurance letter from agent sole PT. Sanjaya Sakti Jakarta | unit | 2 | 400000 | 0 | 0 | 0 | 0 | 0 | 0 | 0 | 0 | 0 | 0
2 | AC Split 2.0 PK with capacity 17.800 BTUH merk : SANYO type SAP KC 191 G/L complete with guarantee and insurance letter from agent sole PT. Sanjaya Sakti Jakarta | unit |  | 300000 | 0 | 0 | 0 | 0 | 0 | 0 | 0 | 0 | 0 | 0
3 | Cable NYM 3x2,5 mm2, Supreme | m1 | 20 | 0 | 0 | 0 | 0 | 0 | 0 | 0 | 0 | 0 | 0 | 0
4 | AC Rack and connect to DDF | unit | 2 | 0 | 0 | 0 | 0 | 0 | 0 | 0 | 0 | 0 | 0 | 0
5 | Commissioning and installation fee | point | 2
Sub Total Air Conditioning
j. | Emergency DC Fan
1 | Exhaust Fan DC 2x48 Volt, 0,88 A dia 172 mm, Air Flow 450 m3/hr merk Papst, National dan Sanyo | Unit | 1 | 0 | 0 | 0 | 0 | 0 | 0 | 0 | 0 | 0 | 0 | 0
2 | Air Inlet filter type T 15/150 | Unit | 1 | 0 | 0 | 0 | 0 | 0 | 0 | 0 | 0 | 0 | 0 | 0
3 | Alumunium Box with plat thickness t=1,5 mm | Unit | 1 | 0 | 0 | 0 | 0 | 0 | 0 | 0 | 0 | 0 | 0 | 0
5 | Relay OMRON LY2 (socket) + BOX + Cable NYAHF 2x2,5mm2 (10meters) | Lot | 1 | 0 | 0 | 0 | 0 | 0 | 0 | 0 | 0 | 0 | 0 | 0
6 | Finishing Powder Coating white coloured, Out side Grille from Alumunium profile and Inside Grille made from Alumunium plat t=0,4 mm | Lot | 1 | 0 | 0 | 0 | 0 | 0 | 0 | 0 | 0 | 0 | 0 | 0
Sub Total DC Fan
6 | REPEATER 900 KVA
a. | Main Distribution Panel
1 | Panel box MDP dimension 70x40x20 cm IP 65 standard, broken white coloured with powder coating + phase indicator lamp complete with accessories (fuse, cable 6mm2, cable shoe, MCB rail, Terminals , cable ducting, label, cover, lock set) | unit | - | 0 | 0 | 0 | 0 | 0 | 0 | 0 | 0 | 0 | 0 | 0
2 | MCB 1 Phase 32A Merlin Gerin NC45aD 6KA D Curve | pcs | - | 0 | 0 | 0 | 0 | 0 | 0 | 0 | 0 | 0 | 0 | 0
3 | MCB 1 Phase 25A Merlin Gerin NC45aD 6KA D Curve | pcs | - | 0 | 0 | 0 | 0 | 0 | 0 | 0 | 0 | 0 | 0 | 0
4 | MCB 1 Phase 20A Merlin Gerin NC45aD 6KA D Curve | pcs | - | 0 | 0 | 0 | 0 | 0 | 0 | 0 | 0 | 0 | 0 | 0
5 | MCB 1 Phase 10A Merlin Gerin NC45aD 6KA D Curve | pcs | - | 0 | 0 | 0 | 0 | 0 | 0 | 0 | 0 | 0 | 0 | 0
6 | MCB 1 Phase 6A Merlin Gerin NC45aD 5KA D Curve | pcs | - | 0 | 0 | 0 | 0 | 0 | 0 | 0 | 0 | 0 | 0 | 0
7 | MCB 1 Phase 25A Merlin Gerin NC45aD 6KA D Curve | pcs | - | 0 | 0 | 0 | 0 | 0 | 0 | 0 | 0 | 0 | 0 | 0
8 | MCB 1 Phase 20A Merlin Gerin NC45aD 6KA D Curve | pcs | - | 0 | 0 | 0 | 0 | 0 | 0 | 0 | 0 | 0 | 0 | 0
9 | MCB 1 Phase 16A Merlin Gerin NC45aD 6KA D Curve | pcs | - | 0 | 0 | 0 | 0 | 0 | 0 | 0 | 0 | 0 | 0 | 0
10 | MCB 1 Phase 10A Merlin Gerin NC45aD 6KA D Curve | pcs | - | 0 | 0 | 0 | 0 | 0 | 0 | 0 | 0 | 0 | 0 | 0
11 | MCB 1 Phase 6A Merlin Gerin NC45aD 5KA D Curve | pcs | - | 0 | 0 | 0 | 0 | 0 | 0 | 0 | 0 | 0 | 0 | 0
12 | MCB 1 Phase 20A Merlin Gerin NC45aD 6KA D Curve | pcs | - | 0 | 0 | 0 | 0 | 0 | 0 | 0 | 0 | 0 | 0 | 0
13 | MCB 1 Phase 16A Merlin Gerin NC45aD 6KA D Curve | pcs | - | 0 | 0 | 0 | 0 | 0 | 0 | 0 | 0 | 0 | 0 | 0
14 | MCB 1 Phase 10A Merlin Gerin NC45aD 6KA D Curve | pcs | - | 0 | 0 | 0 | 0 | 0 | 0 | 0 | 0 | 0 | 0 | 0
15 | MCB 1 Phase 6A Merlin Gerin NC45aD 6KA D Curve | pcs | 2 | 0 | 0 | 0 | 0 | 0 | 0 | 0 | 0 | 0 | 0 | 0
16 | MCB 1 Phase 4A Merlin Gerin NC45N 5KA D Curve | pcs | 2 | 0 | 0 | 0 | 0 | 0 | 0 | 0 | 0 | 0 | 0 | 0
17 | AC Magnetic Contactor, 3 pool Telemecanique type LC1-D09 M7 | pcs | - | 0 | 0 | 0 | 0 | 0 | 0 | 0 | 0 | 0 | 0 | 0
18 | AC Timer merk Theben Sul 18 TH, 220V, 24 Hours or merk Hager EH 111 | Unit | - | 0 | 0 | 0 | 0 | 0 | 0 | 0 | 0 | 0 | 0 | 0
19 | Relay LY2, phase R,S,T and Contactor AC | unit | - | 0 | 0 | 0 | 0 | 0 | 0 | 0 | 0 | 0 | 0 | 0
20 | Wiring and montage (NYAF 8 mm2, completed with cable shoe & cable duct) | lot | 1
b | Box Panel
1 | Pole (Pipe Support 3" height=4m, galvanized, included Accessories and Foundation) | Unit | 1
2 | Panel box MDP dimension 250 x 350 x 120 mm grey coloured with powder coating with accessories ( cable 6mm2, cable shoe, MCB rail, Cu terminals, cable ducting). | unit | 1
3 | Installation Cost | ls | 1
c | KWH Panel
1 | KWH Box Panel with safety lock dimension 70x50x30 cm , IP 66, broken white coloured with powder coating Incl.Change Over Switch 4P 63A Mounting Plate Type with handle selector (Kraus Naimer / Socomec type Sirco VM1 ) and Receptacle for Genset 3 Phase + NPE 32 A, IP 66 (Legrand / Mennekes), Cable Duct PVC 25 mm | Unit |  | 0 | 0 | 0 | 0 | 0 | 0 | 0 | 0 | 0 | 0 | 0
d | Light installation
1 | Philips electronic balast PLE-C18 watt complete with Fitting (for radio room and AC outdoor room) | unit |  | 0 | 0 | 0 | 0 | 0 | 0 | 0 | 0 | 0 | 0 | 0
2 | Lamp switch CLIPSAL or MK 15 A outbow series | unit |  | 0 | 0 | 0 | 0 | 0 | 0 | 0 | 0 | 0 | 0 | 0
3 | Photo cell electric LUMINA 3A (for Outdoor Lamp) | unit |  | 0 | 0 | 0 | 0 | 0 | 0 | 0 | 0 | 0 | 0 | 0
4 | Outdoor lamp PLE- C 9 watt complete with fitting and cage | unit |  | 0 | 0 | 0 | 0 | 0 | 0 | 0 | 0 | 0 | 0 | 0
5 | Cable NYM 3x1,5 mm2 (light installation) | m1 |  | 0 | 0 | 0 | 0 | 0 | 0 | 0 | 0 | 0 | 0 | 0
6 | Light installation fee | point |  | 0 | 0 | 0 | 0 | 0 | 0 | 0 | 0 | 0 | 0 | 0
e | Power installation
1 | Socket outlet CLIPSAL or MK 15 A | unit |  | 0 | 0 | 0 | 0 | 0 | 0 | 0 | 0 | 0 | 0 | 0
2 | Cable NYM 3x2,5 mm2 (power installation) | m1 |  | 0 | 0 | 0 | 0 | 0 | 0 | 0 | 0 | 0 | 0 | 0
3 | Power installation fee | point |  | 0 | 0 | 0 | 0 | 0 | 0 | 0 | 0 | 0 | 0 | 0
Sub Total Electrical
f | Grounding system for tower, shelter and fence
1 | Main grounding bar Cu 300x100x10 mm, 2 rows holes M8 complete with isolator and Stainless Scoen and Bolt | unit
2 | EGB (External Grounding Bar) Cu 300x100x10 mm, 1 rows 14 holes M8 complete with isolator and Stainless Scoen and Bolt | unit
3 | Copper rod dia. 20 mm length 4 m caldwelding to BC wire 50 mm2 | unit | 4 | 0 | 0 | 0 | 0 | 0 | 0 | 0 | 0 | 0 | 0 | 0
4 | Copper plate Cu 1000x1000x3 mm caldwelding to BC wire 50 mm2 | unit |  | 0 | 0 | 0 | 0 | 0 | 0 | 0 | 0 | 0 | 0 | 0
5 | BC wire 50mm2 connected between grounding bar and copper rod & copper plate with stainless Scoen and Bolt | m1 | 20 | 0 | 0 | 0 | 0 | 0 | 0 | 0 | 0 | 0 | 0 | 0
6 | BC wire 50mm2 connected between grounding bar and BRC fence with stainless scoen & bolt (4 point) | m1 | 20
7 | BC wire 50mm2 connected between grounding bar and base frame shelter with stainless scoen & bolt (4 point) | m1 |  | 0 | 0 | 0 | 0 | 0 | 0 | 0 | 0 | 0 | 0 | 0
8 | Excavation for grounding, depth min. 3 m with bentonite layer for rod and copper plate until resistance <1 ohm (integrated result) | hole | 4 | 0 | 0 | 0 | 0 | 0 | 0 | 0 | 0 | 0 | 0 | 0
9 | Bentonite | kg | 40 | 0 | 0 | 0 | 0 | 0 | 0 | 0 | 0 | 0 | 0 | 0
10 | Controll box inside dimension 40x40x50 cm with bar Cu 300x100x10 mm for grounding terminal | pcs | 1 | 0 | 0 | 0 | 0 | 0 | 0 | 0 | 0 | 0 | 0 | 0
11 | Connection fee (with cadwelding) | Lot | 1
Sub Total Grounding
g | Internal protection for Panel MDP
1 | Lightning Current and Surge Voltage Protection Arrester 100 KA OBO type MCD 50-B/3 + MCD 125 B/NPE combined V 20 C/3 + FS-SU or Phoenix type Trabset BC/3+1 - 100/FM complete with certificate (from internasional OBO or Phoenix sole agent and attached material test result) and connect to DDF | Unit | - | 0 | 0 | 0 | 0 | 0 | 0 | 0 | 0 | 0 | 0 | 0
Sub Total Internal protection
h. | Fire fighting work
1 | Fire Extinguisher merk : GUNNEBO Halotron I type EHL 5, SERVVO Halotron I type H500 HLT and PATRON NAF IV type HCFC Blend E, netto 5 Kg complete with label date with indicator Pointer at Green Area and complete with certificate | unit |  | 0 | 0 | 0 | 0 | 0 | 0 | 0 | 0 | 0 | 0 | 0
2 | Thermatic merk : GUNNEBO Halotron I type EHL 5, SERVVO Halotron I type H500 HLT and PATRON NAF IV type HCFC Blend E with operation condition 68 degree celcius netto 5 kg with indicator Pointer at Green Area and complete certificate | unit |  | 0 | 0 | 0 | 0 | 0 | 0 | 0 | 0 | 0 | 0 | 0
3 | Panel Controll Alarm (Security) merk : OMNI 400, Intellesense 236, completed with extended socket for connection | unit |  | 0 | 0 | 0 | 0 | 0 | 0 | 0 | 0 | 0 | 0 | 0
4 | Auxiliary Relay ( 16 zone Input & 16 zone Output ) | unit |  | 0 | 0 | 0 | 0 | 0 | 0 | 0 | 0 | 0 | 0 | 0
5 | Door Sensor Heavy Duty | unit |  | 0 | 0 | 0 | 0 | 0 | 0 | 0 | 0 | 0 | 0 | 0
6 | Smoke Detector Photo-electric Type | unit |  | 0 | 0 | 0 | 0 | 0 | 0 | 0 | 0 | 0 | 0 | 0
7 | ROR & Conventional Type Heat Detector (APPRON/EDWARD) | unit |  | 0 | 0 | 0 | 0 | 0 | 0 | 0 | 0 | 0 | 0 | 0
8 | Bell Tamper proof & weather resistant (approx. 100 dBm), diam. 6" | unit |  | 0 | 0 | 0 | 0 | 0 | 0 | 0 | 0 | 0 | 0 | 0
9 | Pair Cable content 4x0,5 mm2 | m1 |  | 0 | 0 | 0 | 0 | 0 | 0 | 0 | 0 | 0 | 0 | 0
10 | Temperature Censor TS300 + Probe (3 numeric digital display) | unit |  | 0 | 0 | 0 | 0 | 0 | 0 | 0 | 0 | 0 | 0 | 0
11 | DDF Terminal LSA Plus Type, 10 channel completed with wiring 10 pair and mounting + cable 10 m | unit |  | 0 | 0 | 0 | 0 | 0 | 0 | 0 | 0 | 0 | 0 | 0
12 | Commisioning and installation fee | point
Sub Total Fire Fighting
i. | Air Conditioner work
1 | AC Split 1,5 PK with capacity 11.800 BTUH merk : SANYO type SAP KC 121 G/L complete with guarantee and insurance letter from agent sole PT. Sanjaya Sakti Jakarta | unit |  | 400000 | 0 | 0 | 0 | 0 | 0 | 0 | 0 | 0 | 0 | 0
2 | AC Split 2.0 PK with capacity 17.800 BTUH merk : SANYO type SAP KC 191 G/L complete with guarantee and insurance letter from agent sole PT. Sanjaya Sakti Jakarta | unit |  | 300000 | 0 | 0 | 0 | 0 | 0 | 0 | 0 | 0 | 0 | 0
3 | Cable NYM 3x2,5 mm2, Supreme | m1 |  | 0 | 0 | 0 | 0 | 0 | 0 | 0 | 0 | 0 | 0 | 0
4 | AC Rack and connect to DDF | unit |  | 0 | 0 | 0 | 0 | 0 | 0 | 0 | 0 | 0 | 0 | 0
5 | Commissioning and installation fee | point
Sub Total Air Conditioning
j. | Emergency DC Fan
1 | Exhaust Fan DC 2x48 Volt, 0,88 A dia 172 mm, Air Flow 450 m3/hr merk Papst, National dan Sanyo | Unit | 0 | 0 | 0 | 0 | 0 | 0 | 0 | 0 | 0 | 0 | 0 | 0
2 | Air Inlet filter type T 15/150 | Unit | 0 | 0 | 0 | 0 | 0 | 0 | 0 | 0 | 0 | 0 | 0 | 0
3 | Alumunium Box with plat thickness t=1,5 mm | Unit | 0 | 0 | 0 | 0 | 0 | 0 | 0 | 0 | 0 | 0 | 0 | 0
5 | Relay OMRON LY2 (socket) + BOX + Cable NYAHF 2x2,5mm2 (10meters) | Lot | 0 | 0 | 0 | 0 | 0 | 0 | 0 | 0 | 0 | 0 | 0 | 0
6 | Finishing Powder Coating white coloured, Out side Grille from Alumunium profile and Inside Grille made from Alumunium plat t=0,4 mm | Lot | 0 | 0 | 0 | 0 | 0 | 0 | 0 | 0 | 0 | 0 | 0 | 0
Sub Total DC Fan

## Fence & Landscape
BILL OF QUANTITY
FENCE & LANDSCAPING
NO | DESCRIPTION | UNIT | VOL | JAKARTA | BODETABEK | JAWA BARAT & BANTEN | JAWA TENGAH | JAWA TIMUR | BALINUSRA | SUMBAGUT | SUMBAGSEL | KALIMANTAN | SULAWESI | MALUKU PAPUA
|  |  |  | Unit Price (IDR) | Unit Price (IDR) | Unit Price (IDR) | Unit Price (IDR) | Unit Price (IDR) | Unit Price (IDR) | Unit Price (IDR) | Unit Price (IDR) | Unit Price (IDR) | Unit Price (IDR) | Unit Price (IDR)
1 | (12x12) m2
A | Fence work
1 | Excavation | m3 | 27.72 | 0 | 0 | 0 | 0 | 0 | 0 | 0 | 0 | 0 | 0 | 0
2 | Sand layer thickness 5 cm | m3 | 1.584 | 0 | 0 | 0 | 0 | 0 | 0 | 0 | 0 | 0 | 0 | 0
3 | Aanstamping thickness 20 cm | m3 | 4.752 | 0 | 0 | 0 | 0 | 0 | 0 | 0 | 0 | 0 | 0 | 0
4 | Stone masonry foundation | m3 | 19.008 | 0 | 0 | 0 | 0 | 0 | 0 | 0 | 0 | 0 | 0 | 0
5 | Back filling | m3 | 11.088 | 0 | 0 | 0 | 0 | 0 | 0 | 0 | 0 | 0 | 0 | 0
6 | Sloof 15/20 K-175, D - 12 | m3 | 1.9611 | 0 | 0 | 0 | 0 | 0 | 0 | 0 | 0 | 0 | 0 | 0
7 | Practical column 15/15 K-175 , D - 12 | m3 | 0.92571 | 0 | 0 | 0 | 0 | 0 | 0 | 0 | 0 | 0 | 0 | 0
8 | Practical beam 15/20 K-175 , D - 12 | m3 | 1.9611 | 0 | 0 | 0 | 0 | 0 | 0 | 0 | 0 | 0 | 0 | 0
9 | Gate column 30/30 K-175 , D - 12 | m3 | 0.6 | 0 | 0 | 0 | 0 | 0 | 0 | 0 | 0 | 0 | 0 | 0
10 | Brick wall 1 : 4 | m2 | 60.6446 | 0 | 0 | 0 | 0 | 0 | 0 | 0 | 0 | 0 | 0 | 0
11 | Cementing 1 : 4 | m2 | 121.2891 | 0 | 0 | 0 | 0 | 0 | 0 | 0 | 0 | 0 | 0 | 0
12 | Painting ex. Danapaint or ICI (weatherproof) | m2 | 121.2891 | 0 | 0 | 0 | 0 | 0 | 0 | 0 | 0 | 0 | 0 | 0
13 | BRC fencing type P-120 S (galvanize) | m1 | 45 | 0 | 0 | 0 | 0 | 0 | 0 | 0 | 0 | 0 | 0 | 0
14 | Fence post BRC 120 ,Dia.2" Medium B bended for barbed wire (galvanize) | pcs | 19 | 0 | 0 | 0 | 0 | 0 | 0 | 0 | 0 | 0 | 0 | 0
15 | Double door gate L = 3 m with 3 pairs hinge (galvanize) | unit | 1 | 0 | 0 | 0 | 0 | 0 | 0 | 0 | 0 | 0 | 0 | 0
16 | Welding each bolt BRC | point | 57 | 0 | 0 | 0 | 0 | 0 | 0 | 0 | 0 | 0 | 0 | 0
17 | Barbed wire and clamp on BRC 5 rows and zig-zag (galvanize) | m1 | 240 | 0 | 0 | 0 | 0 | 0 | 0 | 0 | 0 | 0 | 0 | 0
Sub Total Fence Work
B | Landscaping
1 | Drainage system 1/2 diam. 20 cm (depth 20 cm) | m1 | 55 | 0 | 0 | 0 | 0 | 0 | 0 | 0 | 0 | 0 | 0 | 0
2 | Paving block thickness 6 cm, compacting sand and gravel | m2 | 46.5 | 0 | 0 | 0 | 0 | 0 | 0 | 0 | 0 | 0 | 0 | 0
3 | Concrete plate duicker K-175 (300 x 100 x 15 cm) | pcs | 1 | 0 | 0 | 0 | 0 | 0 | 0 | 0 | 0 | 0 | 0 | 0
4 | Gravel layer t= 10 cm | m2 | 97.5
5 | Site lamp Philips type TCW 097 Pacific II, 2x18 watt IP 65 include lamp box IP 65 dust proof and cup, pole H. 4.00 m Dia.3" | unit | 2
Sub Total Landscaping
2 | (15x18) m2
A | Fence work
1 | Excavation | m3 | 38.115 | 0 | 0 | 0 | 0 | 0 | 0 | 0 | 0 | 0 | 0 | 0
2 | Sand layer thickness 5 cm | m3 | 2.178 | 0 | 0 | 0 | 0 | 0 | 0 | 0 | 0 | 0 | 0 | 0
3 | Aanstamping thickness 20 cm | m3 | 6.534 | 0 | 0 | 0 | 0 | 0 | 0 | 0 | 0 | 0 | 0 | 0
4 | Stone masonry foundation | m3 | 26.136 | 0 | 0 | 0 | 0 | 0 | 0 | 0 | 0 | 0 | 0 | 0
5 | Back filling | m3 | 15.246 | 0 | 0 | 0 | 0 | 0 | 0 | 0 | 0 | 0 | 0 | 0
6 | Sloof 15/20 K-175, D - 12 | m3 | 2.6966 | 0 | 0 | 0 | 0 | 0 | 0 | 0 | 0 | 0 | 0 | 0
7 | Practical column 15/15 K-175 , D - 12 | m3 | 1.2729 | 0 | 0 | 0 | 0 | 0 | 0 | 0 | 0 | 0 | 0 | 0
8 | Practical beam 15/20 K-175 , D - 12 | m3 | 2.6966 | 0 | 0 | 0 | 0 | 0 | 0 | 0 | 0 | 0 | 0 | 0
9 | Gate column 30/30 K-175 , D - 12 | m3 | 0.6 | 0 | 0 | 0 | 0 | 0 | 0 | 0 | 0 | 0 | 0 | 0
10 | Brick wall 1 : 4 | m2 | 83.3863 | 0 | 0 | 0 | 0 | 0 | 0 | 0 | 0 | 0 | 0 | 0
11 | Cementing 1 : 4 | m2 | 166.7726 | 0 | 0 | 0 | 0 | 0 | 0 | 0 | 0 | 0 | 0 | 0
12 | Painting ex. Danapaint or ICI (weatherproof) | m2 | 166.7726 | 0 | 0 | 0 | 0 | 0 | 0 | 0 | 0 | 0 | 0 | 0
13 | BRC fencing type P-120 S (galvanize) | m1 | 63 | 0 | 0 | 0 | 0 | 0 | 0 | 0 | 0 | 0 | 0 | 0
14 | Fence post BRC 120 ,Dia.2" Medium B bended for barbed wire (galvanize) | pcs | 27 | 0 | 0 | 0 | 0 | 0 | 0 | 0 | 0 | 0 | 0 | 0
15 | Double door gate L = 3 m with 3 pairs hinge (galvanize) | unit | 1 | 0 | 0 | 0 | 0 | 0 | 0 | 0 | 0 | 0 | 0 | 0
16 | Welding each bolt BRC | point | 81 | 0 | 0 | 0 | 0 | 0 | 0 | 0 | 0 | 0 | 0 | 0
17 | Barbed wire and clamp on BRC 5 rows and zig-zag (galvanize) | m1 | 330 | 0 | 0 | 0 | 0 | 0 | 0 | 0 | 0 | 0 | 0 | 0
Sub Total Fence Work
B | Landscaping
1 | Drainage system 1/2 diam. 20 cm (depth 20 cm) | m1 | 73 | 0 | 0 | 0 | 0 | 0 | 0 | 0 | 0 | 0 | 0 | 0
2 | Paving block thickness 6 cm, compacting sand and gravel | m2 | 46.5 | 0 | 0 | 0 | 0 | 0 | 0 | 0 | 0 | 0 | 0 | 0
3 | Concrete plate duicker K-175 (300 x 100 x 15 cm) | pcs | 1 | 0 | 0 | 0 | 0 | 0 | 0 | 0 | 0 | 0 | 0 | 0
4 | Gravel layer t= 10 cm | m2 | 223.5
5 | Site lamp Philips type TCW 097 Pacific II, 2x18 watt IP 65 include lamp box IP 65 dust proof and cup, pole H. 4.00 m Dia.3" | unit | 2
Sub Total Landscaping
3 | (15x20) m2
A | Fence work
1 | Excavation | m3 | 40.425 | 0 | 0 | 0 | 0 | 0 | 0 | 0 | 0 | 0 | 0 | 0
2 | Sand layer thickness 5 cm | m3 | 2.31 | 0 | 0 | 0 | 0 | 0 | 0 | 0 | 0 | 0 | 0 | 0
3 | Aanstamping thickness 20 cm | m3 | 6.93 | 0 | 0 | 0 | 0 | 0 | 0 | 0 | 0 | 0 | 0 | 0
4 | Stone masonry foundation | m3 | 27.72 | 0 | 0 | 0 | 0 | 0 | 0 | 0 | 0 | 0 | 0 | 0
5 | Back filling | m3 | 16.17 | 0 | 0 | 0 | 0 | 0 | 0 | 0 | 0 | 0 | 0 | 0
6 | Sloof 15/20 K-175, D - 12 | m3 | 2.86 | 0 | 0 | 0 | 0 | 0 | 0 | 0 | 0 | 0 | 0 | 0
7 | Practical column 15/15 K-175 , D - 12 | m3 | 1.35 | 0 | 0 | 0 | 0 | 0 | 0 | 0 | 0 | 0 | 0 | 0
8 | Practical beam 15/20 K-175 , D - 12 | m3 | 2.86 | 0 | 0 | 0 | 0 | 0 | 0 | 0 | 0 | 0 | 0 | 0
9 | Gate column 30/30 K-175 , D - 12 | m3 | 0.6 | 0 | 0 | 0 | 0 | 0 | 0 | 0 | 0 | 0 | 0 | 0
10 | Brick wall 1 : 4 | m2 | 88.44 | 0 | 0 | 0 | 0 | 0 | 0 | 0 | 0 | 0 | 0 | 0
11 | Cementing 1 : 4 | m2 | 176.88 | 0 | 0 | 0 | 0 | 0 | 0 | 0 | 0 | 0 | 0 | 0
12 | Painting ex. Danapaint or ICI (weatherproof) | m2 | 176.88 | 0 | 0 | 0 | 0 | 0 | 0 | 0 | 0 | 0 | 0 | 0
13 | BRC fencing type P-120 S (galvanize) | m1 | 67 | 0 | 0 | 0 | 0 | 0 | 0 | 0 | 0 | 0 | 0 | 0
14 | Fence post BRC 120 ,Dia.2" Medium B bended for barbed wire (galvanize) | pcs | 29 | 0 | 0 | 0 | 0 | 0 | 0 | 0 | 0 | 0 | 0 | 0
15 | Double door gate L = 3 m with 3 pairs hinge (galvanize) | unit | 1 | 0 | 0 | 0 | 0 | 0 | 0 | 0 | 0 | 0 | 0 | 0
16 | Welding each bolt BRC | point | 87 | 0 | 0 | 0 | 0 | 0 | 0 | 0 | 0 | 0 | 0 | 0
17 | Barbed wire and clamp on BRC 5 rows and zig-zag (galvanize) | m1 | 350 | 0 | 0 | 0 | 0 | 0 | 0 | 0 | 0 | 0 | 0 | 0
Sub Total Fence Work
B | Landscaping
1 | Drainage system 1/2 diam. 20 cm (depth 20 cm) | m1 | 77 | 0 | 0 | 0 | 0 | 0 | 0 | 0 | 0 | 0 | 0 | 0
2 | Paving block thickness 6 cm, compacting sand and gravel | m2 | 46.5 | 0 | 0 | 0 | 0 | 0 | 0 | 0 | 0 | 0 | 0 | 0
3 | Concrete plate duicker K-175 (300 x 100 x 15 cm) | pcs | 1 | 0 | 0 | 0 | 0 | 0 | 0 | 0 | 0 | 0 | 0 | 0
4 | Gravel layer t= 10 cm | m2 | 253.5
5 | Site lamp Philips type TCW 097 Pacific II, 2x18 watt IP 65 include lamp box IP 65 dust proof and cup, pole H. 4.00 m Dia.3" | unit | 2
Sub Total Landscaping
4 | (18x22) m2
A | Fence work
1 | Excavation | m3 | 46.2 | 0 | 0 | 0 | 0 | 0 | 0 | 0 | 0 | 0 | 0 | 0
2 | Sand layer thickness 5 cm | m3 | 2.64 | 0 | 0 | 0 | 0 | 0 | 0 | 0 | 0 | 0 | 0 | 0
3 | Aanstamping thickness 20 cm | m3 | 7.92 | 0 | 0 | 0 | 0 | 0 | 0 | 0 | 0 | 0 | 0 | 0
4 | Stone masonry foundation | m3 | 31.68 | 0 | 0 | 0 | 0 | 0 | 0 | 0 | 0 | 0 | 0 | 0
5 | Back filling | m3 | 18.48 | 0 | 0 | 0 | 0 | 0 | 0 | 0 | 0 | 0 | 0 | 0
6 | Sloof 15/20 K-175, D - 12 | m3 | 3.2686 | 0 | 0 | 0 | 0 | 0 | 0 | 0 | 0 | 0 | 0 | 0
7 | Practical column 15/15 K-175 , D - 12 | m3 | 1.5429 | 0 | 0 | 0 | 0 | 0 | 0 | 0 | 0 | 0 | 0 | 0
8 | Practical beam 15/20 K-175 , D - 12 | m3 | 3.2686 | 0 | 0 | 0 | 0 | 0 | 0 | 0 | 0 | 0 | 0 | 0
9 | Gate column 30/30 K-175 , D - 12 | m3 | 0.68571 | 0 | 0 | 0 | 0 | 0 | 0 | 0 | 0 | 0 | 0 | 0
10 | Brick wall 1 : 4 | m2 | 101.0743 | 0 | 0 | 0 | 0 | 0 | 0 | 0 | 0 | 0 | 0 | 0
11 | Cementing 1 : 4 | m2 | 202.1486 | 0 | 0 | 0 | 0 | 0 | 0 | 0 | 0 | 0 | 0 | 0
12 | Painting ex. Danapaint or ICI (weatherproof) | m2 | 202.1486 | 0 | 0 | 0 | 0 | 0 | 0 | 0 | 0 | 0 | 0 | 0
13 | BRC fencing type P-120 S (galvanize) | m1 | 83 | 0 | 0 | 0 | 0 | 0 | 0 | 0 | 0 | 0 | 0 | 0
14 | Fence post BRC 120 ,Dia.2" Medium B bended for barbed wire (galvanize) | pcs | 33.1429 | 0 | 0 | 0 | 0 | 0 | 0 | 0 | 0 | 0 | 0 | 0
15 | Double door gate L = 3 m with 3 pairs hinge (galvanize) | unit | 1 | 0 | 0 | 0 | 0 | 0 | 0 | 0 | 0 | 0 | 0 | 0
16 | Welding each bolt BRC | point | 132.5714 | 0 | 0 | 0 | 0 | 0 | 0 | 0 | 0 | 0 | 0 | 0
17 | Barbed wire and clamp on BRC 5 rows and zig-zag (galvanize) | m1 | 400 | 0 | 0 | 0 | 0 | 0 | 0 | 0 | 0 | 0 | 0 | 0
Sub Total Fence Work
B | Landscaping
1 | Drainage system 1/2 diam. 20 cm (depth 20 cm) | m1 | 87 | 0 | 0 | 0 | 0 | 0 | 0 | 0 | 0 | 0 | 0 | 0
2 | Paving block thickness 6 cm, compacting sand and gravel | m2 | 46.5 | 0 | 0 | 0 | 0 | 0 | 0 | 0 | 0 | 0 | 0 | 0
3 | Concrete plate duicker K-175 (300 x 100 x 15 cm) | pcs | 1 | 0 | 0 | 0 | 0 | 0 | 0 | 0 | 0 | 0 | 0 | 0
4 | Gravel layer t= 10 cm | m2 | 349.5
5 | Site lamp Philips type TCW 097 Pacific II, 2x18 watt IP 65 include lamp box IP 65 dust proof and cup, pole H. 4.00 m Dia.3" | unit | 2
Sub Total Landscaping
5 | (8x8) m2
A | Fence work
1 | Excavation | m3 | 18.48 | 0 | 0 | 0 | 0 | 0 | 0 | 0 | 0 | 0 | 0 | 0
2 | Sand layer thickness 5 cm | m3 | 1.056 | 0 | 0 | 0 | 0 | 0 | 0 | 0 | 0 | 0 | 0 | 0
3 | Aanstamping thickness 20 cm | m3 | 3.168 | 0 | 0 | 0 | 0 | 0 | 0 | 0 | 0 | 0 | 0 | 0
4 | Stone masonry foundation | m3 | 12.672 | 0 | 0 | 0 | 0 | 0 | 0 | 0 | 0 | 0 | 0 | 0
5 | Back filling | m3 | 7.392 | 0 | 0 | 0 | 0 | 0 | 0 | 0 | 0 | 0 | 0 | 0
6 | Sloof 15/20 K-175, D - 12 | m3 | 1.3074 | 0 | 0 | 0 | 0 | 0 | 0 | 0 | 0 | 0 | 0 | 0
7 | Practical column 15/15 K-175 , D - 12 | m3 | 0.61714 | 0 | 0 | 0 | 0 | 0 | 0 | 0 | 0 | 0 | 0 | 0
8 | Practical beam 15/20 K-175 , D - 12 | m3 | 1.3074 | 0 | 0 | 0 | 0 | 0 | 0 | 0 | 0 | 0 | 0 | 0
9 | Gate column 30/30 K-175 , D - 12 | m3 | 0.6 | 0 | 0 | 0 | 0 | 0 | 0 | 0 | 0 | 0 | 0 | 0
10 | Brick wall 1 : 4 | m2 | 40.4297 | 0 | 0 | 0 | 0 | 0 | 0 | 0 | 0 | 0 | 0 | 0
11 | Cementing 1 : 4 | m2 | 80.8594 | 0 | 0 | 0 | 0 | 0 | 0 | 0 | 0 | 0 | 0 | 0
12 | Painting ex. Danapaint or ICI (weatherproof) | m2 | 80.8594 | 0 | 0 | 0 | 0 | 0 | 0 | 0 | 0 | 0 | 0 | 0
13 | BRC fencing type P-120 S (galvanize) | m1 | 29 | 0 | 0 | 0 | 0 | 0 | 0 | 0 | 0 | 0 | 0 | 0
14 | Fence post BRC 120 ,Dia.2" Medium B bended for barbed wire (galvanize) | pcs | 13 | 0 | 0 | 0 | 0 | 0 | 0 | 0 | 0 | 0 | 0 | 0
15 | Double door gate L = 3 m with 3 pairs hinge (galvanize) | unit | 1 | 0 | 0 | 0 | 0 | 0 | 0 | 0 | 0 | 0 | 0 | 0
16 | Welding each bolt BRC | point | 39 | 0 | 0 | 0 | 0 | 0 | 0 | 0 | 0 | 0 | 0 | 0
17 | Barbed wire and clamp on BRC 5 rows and zig-zag (galvanize) | m1 | 160 | 0 | 0 | 0 | 0 | 0 | 0 | 0 | 0 | 0 | 0 | 0
Sub Total Fence Work
B | Landscaping
1 | Drainage system 1/2 diam. 20 cm (depth 20 cm) | m1 | 39 | 0 | 0 | 0 | 0 | 0 | 0 | 0 | 0 | 0 | 0 | 0
2 | Paving block thickness 6 cm, compacting sand and gravel | m2 | 22.5 | 0 | 0 | 0 | 0 | 0 | 0 | 0 | 0 | 0 | 0 | 0
3 | Concrete plate duicker K-175 (300 x 100 x 15 cm) | pcs | 1 | 0 | 0 | 0 | 0 | 0 | 0 | 0 | 0 | 0 | 0 | 0
4 | Gravel layer t= 10 cm | m2 | 41.5
5 | Site lamp Philips type TCW 097 Pacific II, 2x18 watt IP 65 include lamp box IP 65 dust proof and cup, pole H. 4.00 m Dia.3" | unit | 2
Sub Total Landscaping
6 | (10x10) m2
A | Fence work
1 | Excavation | m3 | 23.1 | 0 | 0 | 0 | 0 | 0 | 0 | 0 | 0 | 0 | 0 | 0
2 | Sand layer thickness 5 cm | m3 | 1.32 | 0 | 0 | 0 | 0 | 0 | 0 | 0 | 0 | 0 | 0 | 0
3 | Aanstamping thickness 20 cm | m3 | 3.96 | 0 | 0 | 0 | 0 | 0 | 0 | 0 | 0 | 0 | 0 | 0
4 | Stone masonry foundation | m3 | 15.84 | 0 | 0 | 0 | 0 | 0 | 0 | 0 | 0 | 0 | 0 | 0
5 | Back filling | m3 | 9.24 | 0 | 0 | 0 | 0 | 0 | 0 | 0 | 0 | 0 | 0 | 0
6 | Sloof 15/20 K-175, D - 12 | m3 | 1.6343 | 0 | 0 | 0 | 0 | 0 | 0 | 0 | 0 | 0 | 0 | 0
7 | Practical column 15/15 K-175 , D - 12 | m3 | 0.77143 | 0 | 0 | 0 | 0 | 0 | 0 | 0 | 0 | 0 | 0 | 0
8 | Practical beam 15/20 K-175 , D - 12 | m3 | 1.6343 | 0 | 0 | 0 | 0 | 0 | 0 | 0 | 0 | 0 | 0 | 0
9 | Gate column 30/30 K-175 , D - 12 | m3 | 0.6 | 0 | 0 | 0 | 0 | 0 | 0 | 0 | 0 | 0 | 0 | 0
10 | Brick wall 1 : 4 | m2 | 50.5371 | 0 | 0 | 0 | 0 | 0 | 0 | 0 | 0 | 0 | 0 | 0
11 | Cementing 1 : 4 | m2 | 101.0743 | 0 | 0 | 0 | 0 | 0 | 0 | 0 | 0 | 0 | 0 | 0
12 | Painting ex. Danapaint or ICI (weatherproof) | m2 | 101.0743 | 0 | 0 | 0 | 0 | 0 | 0 | 0 | 0 | 0 | 0 | 0
13 | BRC fencing type P-120 S (galvanize) | m1 | 37 | 0 | 0 | 0 | 0 | 0 | 0 | 0 | 0 | 0 | 0 | 0
14 | Fence post BRC 120 ,Dia.2" Medium B bended for barbed wire (galvanize) | pcs | 16 | 0 | 0 | 0 | 0 | 0 | 0 | 0 | 0 | 0 | 0 | 0
15 | Double door gate L = 3 m with 3 pairs hinge (galvanize) | unit | 1 | 0 | 0 | 0 | 0 | 0 | 0 | 0 | 0 | 0 | 0 | 0
16 | Welding each bolt BRC | point | 48 | 0 | 0 | 0 | 0 | 0 | 0 | 0 | 0 | 0 | 0 | 0
17 | Barbed wire and clamp on BRC 5 rows and zig-zag (galvanize) | m1 | 200 | 0 | 0 | 0 | 0 | 0 | 0 | 0 | 0 | 0 | 0 | 0
Sub Total Fence Work
B | Landscaping
1 | Drainage system 1/2 diam. 20 cm (depth 20 cm) | m1 | 47 | 0 | 0 | 0 | 0 | 0 | 0 | 0 | 0 | 0 | 0 | 0
2 | Paving block thickness 6 cm, compacting sand and gravel | m2 | 22.5 | 0 | 0 | 0 | 0 | 0 | 0 | 0 | 0 | 0 | 0 | 0
3 | Concrete plate duicker K-175 (300 x 100 x 15 cm) | pcs | 1 | 0 | 0 | 0 | 0 | 0 | 0 | 0 | 0 | 0 | 0 | 0
4 | Gravel layer t= 10 cm | m2 | 77.5
5 | Site lamp Philips type TCW 097 Pacific II, 2x18 watt IP 65 include lamp box IP 65 dust proof and cup, pole H. 4.00 m Dia.3" | unit | 2
Sub Total Landscaping

## kosong (hidden)
NO | DESCRIPTION | UNIT | VOL | JAKARTA | BODETABEK | JAWA BARAT & BANTEN | JAWA TENGAH | JAWA TIMUR | BALINUSRA | SUMBAGUT | SUMBAGSEL | KALIMANTAN | SULAWESI | MALUKU PAPUA
|  |  |  | Unit Price (IDR) | Unit Price (IDR) | Unit Price (IDR) | Unit Price (IDR) | Unit Price (IDR) | Unit Price (IDR) | Unit Price (IDR) | Unit Price (IDR) | Unit Price (IDR) | Unit Price (IDR) | Unit Price (IDR)
1

## PLN
BILL OF QUANTITY
PLN INSTALLATION & CONNECTION
NO | DESCRIPTION | UNIT | VOL | JAKARTA | BODETABEK | JAWA BARAT & BANTEN | JAWA TENGAH | JAWA TIMUR | BALINUSRA | SUMBAGUT | SUMBAGSEL | KALIMANTAN | SULAWESI | MALUKU PAPUA
|  |  |  | Unit Price (IDR) | Unit Price (IDR) | Unit Price (IDR) | Unit Price (IDR) | Unit Price (IDR) | Unit Price (IDR) | Unit Price (IDR) | Unit Price (IDR) | Unit Price (IDR) | Unit Price (IDR) | Unit Price (IDR)
1 | 23 KVA - 3 phase
a. | Installation
1 | Permit, drawing, and installation guarantee cost for 3 Phase | VA | 23000 | 0 | 0 | 0 | 0 | 0 | 0 | 0 | 0 | 0 | 0 | 0
2 | Permit, drawing, and installation guarantee cost for 1 Phase | VA |  | 0 | 0 | 0 | 0 | 0 | 0 | 0 | 0 | 0 | 0 | 0
3 | Power cable NYFGBY 4x16 mm2 (from pole KWH to MDP) Supreme or equivalent | m1 | 10 | 0 | 0 | 0 | 0 | 0 | 0 | 0 | 0 | 0 | 0 | 0
4 | KWH meter standard PLN complete with accessories for 3 Phase | unit | 1 | 0 | 0 | 0 | 0 | 0 | 0 | 0 | 0 | 0 | 0 | 0
5 | KWH meter standard PLN complete with accessories for 1 Phase | unit |  | 0 | 0 | 0 | 0 | 0 | 0 | 0 | 0 | 0 | 0 | 0
6 | Pole 3'' H.6 meter (galvanize) for placed KWH meter PLN | unit | 1
7 | Installation fee for 3 Phase | lot | 1
8 | Installation fee for 1 Phase | lot
9 | KWH Box Panel with safety lock dimension 70x50x30 cm , IP 66, broken white coloured with powder coating Incl.Change Over Switch 4P 63A Mounting Plate Type with handle selector (Kraus Naimer / Socomec type Sirco VM1 ) and Receptacle for Genset 3 Phase + NPE 32 A, IP 66 (Legrand / Mennekes), Cable Duct PVC 25 mm | Unit | 1 | 0 | 0 | 0 | 0 | 0 | 0 | 0 | 0 | 0 | 0 | 0
b. | Connection
1 | Installation cost (BP) include 3 PLN poles (9 M) and or 100 M cables | VA | 23000
2 | Customer guarantee cost (UJL) | VA | 23000
3 | Materai | Pcs | 2
2 | 16,5 KVA - 3 phase
a. | Installation
1 | Permit, drawing, and installation guarantee cost for 3 Phase | VA | 16500 | 0 | 0 | 0 | 0 | 0 | 0 | 0 | 0 | 0 | 0 | 0
2 | Permit, drawing, and installation guarantee cost for 1 Phase | VA |  | 0 | 0 | 0 | 0 | 0 | 0 | 0 | 0 | 0 | 0 | 0
3 | Power cable NYFGBY 4x16 mm2 (from pole KWH to MDP) Supreme or equivalent | m1 | 10 | 0 | 0 | 0 | 0 | 0 | 0 | 0 | 0 | 0 | 0 | 0
4 | KWH meter standard PLN complete with accessories for 3 Phase | unit | 1 | 0 | 0 | 0 | 0 | 0 | 0 | 0 | 0 | 0 | 0 | 0
5 | KWH meter standard PLN complete with accessories for 1 Phase | unit |  | 0 | 0 | 0 | 0 | 0 | 0 | 0 | 0 | 0 | 0 | 0
6 | Pole 3'' H.6 meter (galvanize) for placed KWH meter PLN | unit | 1
7 | Installation fee for 3 Phase | lot | 1
8 | Installation fee for 1 Phase | lot
9 | KWH Box Panel with safety lock dimension 70x50x30 cm , IP 66, broken white coloured with powder coating Incl.Change Over Switch 4P 63A Mounting Plate Type with handle selector (Kraus Naimer / Socomec type Sirco VM1 ) and Receptacle for Genset 3 Phase + NPE 32 A, IP 66 (Legrand / Mennekes), Cable Duct PVC 25 mm | Unit | 1 | 0 | 0 | 0 | 0 | 0 | 0 | 0 | 0 | 0 | 0 | 0
b. | Connection
1 | Installation cost (BP) include 3 PLN poles (9 M) and or 100 M cables | VA | 16500
2 | Customer guarantee cost (UJL) | VA | 16500
3 | Materai | Pcs | 2
3 | 17,6 KVA - 1 phase
a. | Installation
1 | Permit, drawing, and installation guarantee cost for 3 Phase | VA | - | 0 | 0 | 0 | 0 | 0 | 0 | 0 | 0 | 0 | 0 | 0
2 | Permit, drawing, and installation guarantee cost for 1 Phase | VA | 17600 | 0 | 0 | 0 | 0 | 0 | 0 | 0 | 0 | 0 | 0 | 0
3 | Power cable NYFGBY 4x16 mm2 (from pole KWH to MDP) Supreme or equivalent | m1 | 10 | 0 | 0 | 0 | 0 | 0 | 0 | 0 | 0 | 0 | 0 | 0
4 | KWH meter standard PLN complete with accessories for 3 Phase | unit |  | 0 | 0 | 0 | 0 | 0 | 0 | 0 | 0 | 0 | 0 | 0
5 | KWH meter standard PLN complete with accessories for 1 Phase | unit | 1 | 0 | 0 | 0 | 0 | 0 | 0 | 0 | 0 | 0 | 0 | 0
6 | Pole 3'' H.6 meter (galvanize) for placed KWH meter PLN | unit | 1
7 | Installation fee for 3 Phase | lot
8 | Installation fee for 1 Phase | lot | 1
9 | KWH Box Panel with safety lock dimension 70x50x30 cm , IP 66, broken white coloured with powder coating Incl.Change Over Switch 4P 63A Mounting Plate Type with handle selector (Kraus Naimer / Socomec type Sirco VM1 ) and Receptacle for Genset 3 Phase + NPE 32 A, IP 66 (Legrand / Mennekes), Cable Duct PVC 25 mm | Unit | 1 | 0 | 0 | 0 | 0 | 0 | 0 | 0 | 0 | 0 | 0 | 0
b. | Connection
1 | Installation cost (BP) include 3 PLN poles (9 M) and or 100 M cables | VA | 17600
2 | Customer guarantee cost (UJL) | VA | 17600
3 | Materai | Pcs | 2
4 | 13.2 kVA - 3 phase
a. | Installation
1 | Permit, drawing, and installation guarantee cost for 3 Phase | VA | 13200 | 0 | 0 | 0 | 0 | 0 | 0 | 0 | 0 | 0 | 0 | 0
2 | Permit, drawing, and installation guarantee cost for 1 Phase | VA |  | 0 | 0 | 0 | 0 | 0 | 0 | 0 | 0 | 0 | 0 | 0
3 | Power cable NYFGBY 4x16 mm2 (from pole KWH to MDP) Supreme or equivalent | m1 | 10 | 0 | 0 | 0 | 0 | 0 | 0 | 0 | 0 | 0 | 0 | 0
4 | KWH meter standard PLN complete with accessories for 3 Phase | unit | 1 | 0 | 0 | 0 | 0 | 0 | 0 | 0 | 0 | 0 | 0 | 0
5 | KWH meter standard PLN complete with accessories for 1 Phase | unit |  | 0 | 0 | 0 | 0 | 0 | 0 | 0 | 0 | 0 | 0 | 0
6 | Pole 3'' H.6 meter (galvanize) for placed KWH meter PLN | unit | 1
7 | Installation fee for 3 Phase | lot | 1
8 | Installation fee for 1 Phase | lot
9 | KWH Box Panel with safety lock dimension 70x50x30 cm , IP 66, broken white coloured with powder coating Incl.Change Over Switch 4P 63A Mounting Plate Type with handle selector (Kraus Naimer / Socomec type Sirco VM1 ) and Receptacle for Genset 3 Phase + NPE 32 A, IP 66 (Legrand / Mennekes), Cable Duct PVC 25 mm | Unit | 1 | 0 | 0 | 0 | 0 | 0 | 0 | 0 | 0 | 0 | 0 | 0
b. | Connection
1 | Installation cost (BP) include 3 PLN poles (9 M) and or 100 M cables | VA | 13200
2 | Customer guarantee cost (UJL) | VA | 13200
3 | Materai | Pcs | 2
5 | 11 kVA - 1 phase
a. | Installation
1 | Permit, drawing, and installation guarantee cost for 3 Phase | VA | - | 0 | 0 | 0 | 0 | 0 | 0 | 0 | 0 | 0 | 0 | 0
2 | Permit, drawing, and installation guarantee cost for 1 Phase | VA | 11000 | 0 | 0 | 0 | 0 | 0 | 0 | 0 | 0 | 0 | 0 | 0
3 | Power cable NYFGBY 4x16 mm2 (from pole KWH to MDP) Supreme or equivalent | m1 | 10 | 0 | 0 | 0 | 0 | 0 | 0 | 0 | 0 | 0 | 0 | 0
4 | KWH meter standard PLN complete with accessories for 3 Phase | unit |  | 0 | 0 | 0 | 0 | 0 | 0 | 0 | 0 | 0 | 0 | 0
5 | KWH meter standard PLN complete with accessories for 1 Phase | unit | 1 | 0 | 0 | 0 | 0 | 0 | 0 | 0 | 0 | 0 | 0 | 0
6 | Pole 3'' H.6 meter (galvanize) for placed KWH meter PLN | unit | 1
7 | Installation fee for 3 Phase | lot
8 | Installation fee for 1 Phase | lot | 1
9 | KWH Box Panel with safety lock dimension 70x50x30 cm , IP 66, broken white coloured with powder coating Incl.Change Over Switch 4P 63A Mounting Plate Type with handle selector (Kraus Naimer / Socomec type Sirco VM1 ) and Receptacle for Genset 3 Phase + NPE 32 A, IP 66 (Legrand / Mennekes), Cable Duct PVC 25 mm | Unit | 1 | 0 | 0 | 0 | 0 | 0 | 0 | 0 | 0 | 0 | 0 | 0
b. | Connection
1 | Installation cost (BP) include 3 PLN poles (9 M) and or 100 M cables | VA | 11000
2 | Customer guarantee cost (UJL) | VA | 11000
3 | Materai | Pcs | 2
6 | 10.5 kVA - 3 phase
a. | Installation
1 | Permit, drawing, and installation guarantee cost for 3 Phase | VA | 10500 | 0 | 0 | 0 | 0 | 0 | 0 | 0 | 0 | 0 | 0 | 0
2 | Permit, drawing, and installation guarantee cost for 1 Phase | VA | - | 0 | 0 | 0 | 0 | 0 | 0 | 0 | 0 | 0 | 0 | 0
3 | Power cable NYFGBY 4x16 mm2 (from pole KWH to MDP) Supreme or equivalent | m1 | 10 | 0 | 0 | 0 | 0 | 0 | 0 | 0 | 0 | 0 | 0 | 0
4 | KWH meter standard PLN complete with accessories for 3 Phase | unit | 1 | 0 | 0 | 0 | 0 | 0 | 0 | 0 | 0 | 0 | 0 | 0
5 | KWH meter standard PLN complete with accessories for 1 Phase | unit |  | 0 | 0 | 0 | 0 | 0 | 0 | 0 | 0 | 0 | 0 | 0
6 | Pole 3'' H.6 meter (galvanize) for placed KWH meter PLN | unit | 1
7 | Installation fee for 3 Phase | lot | 1
8 | Installation fee for 1 Phase | lot
9 | KWH Box Panel with safety lock dimension 70x50x30 cm , IP 66, broken white coloured with powder coating Incl.Change Over Switch 4P 63A Mounting Plate Type with handle selector (Kraus Naimer / Socomec type Sirco VM1 ) and Receptacle for Genset 3 Phase + NPE 32 A, IP 66 (Legrand / Mennekes), Cable Duct PVC 25 mm | Unit | 1 | 0 | 0 | 0 | 0 | 0 | 0 | 0 | 0 | 0 | 0 | 0
b. | Connection
1 | Installation cost (BP) include 3 PLN poles (9 M) and or 100 M cables | VA | 10600
2 | Customer guarantee cost (UJL) | VA | 10600
3 | Materai | Pcs | 2
7 | 6.6 kVA - 3 phase
a. | Installation
1 | Permit, drawing, and installation guarantee cost for 3 Phase | VA | 6600 | 0 | 0 | 0 | 0 | 0 | 0 | 0 | 0 | 0 | 0 | 0
2 | Permit, drawing, and installation guarantee cost for 1 Phase | VA |  | 0 | 0 | 0 | 0 | 0 | 0 | 0 | 0 | 0 | 0 | 0
3 | Power cable NYFGBY 4x16 mm2 (from pole KWH to MDP) Supreme or equivalent | m1 | 10 | 0 | 0 | 0 | 0 | 0 | 0 | 0 | 0 | 0 | 0 | 0
4 | KWH meter standard PLN complete with accessories for 3 Phase | unit | 1 | 0 | 0 | 0 | 0 | 0 | 0 | 0 | 0 | 0 | 0 | 0
5 | KWH meter standard PLN complete with accessories for 1 Phase | unit |  | 0 | 0 | 0 | 0 | 0 | 0 | 0 | 0 | 0 | 0 | 0
6 | Pole 3'' H.6 meter (galvanize) for placed KWH meter PLN | unit | 1
7 | Installation fee for 3 Phase | lot | 1
8 | Installation fee for 1 Phase | lot
9 | KWH Box Panel with safety lock dimension 70x50x30 cm , IP 66, broken white coloured with powder coating Incl.Change Over Switch 4P 63A Mounting Plate Type with handle selector (Kraus Naimer / Socomec type Sirco VM1 ) and Receptacle for Genset 3 Phase + NPE 32 A, IP 66 (Legrand / Mennekes), Cable Duct PVC 25 mm | Unit | 1 | 0 | 0 | 0 | 0 | 0 | 0 | 0 | 0 | 0 | 0 | 0
b. | Connection
1 | Installation cost (BP) include 3 PLN poles (9 M) and or 100 M cables | VA | 6600
2 | Customer guarantee cost (UJL) | VA | 6600
3 | Materai | Pcs | 2
8 | 7 kVA - 1 phase
a. | Installation
1 | Permit, drawing, and installation guarantee cost for 3 Phase | VA | - | 0 | 0 | 0 | 0 | 0 | 0 | 0 | 0 | 0 | 0 | 0
2 | Permit, drawing, and installation guarantee cost for 1 Phase | VA | 7700 | 0 | 0 | 0 | 0 | 0 | 0 | 0 | 0 | 0 | 0 | 0
3 | Power cable NYFGBY 4x16 mm2 (from pole KWH to MDP) Supreme or equivalent | m1 | 10 | 0 | 0 | 0 | 0 | 0 | 0 | 0 | 0 | 0 | 0 | 0
4 | KWH meter standard PLN complete with accessories for 3 Phase | unit |  | 0 | 0 | 0 | 0 | 0 | 0 | 0 | 0 | 0 | 0 | 0
5 | KWH meter standard PLN complete with accessories for 1 Phase | unit | 1 | 0 | 0 | 0 | 0 | 0 | 0 | 0 | 0 | 0 | 0 | 0
6 | Pole 3'' H.6 meter (galvanize) for placed KWH meter PLN | unit | 1
7 | Installation fee for 3 Phase | lot
8 | Installation fee for 1 Phase | lot | 1
9 | KWH Box Panel with safety lock dimension 70x50x30 cm , IP 66, broken white coloured with powder coating Incl.Change Over Switch 4P 63A Mounting Plate Type with handle selector (Kraus Naimer / Socomec type Sirco VM1 ) and Receptacle for Genset 3 Phase + NPE 32 A, IP 66 (Legrand / Mennekes), Cable Duct PVC 25 mm | Unit | 1 | 0 | 0 | 0 | 0 | 0 | 0 | 0 | 0 | 0 | 0 | 0
b. | Connection
1 | Installation cost (BP) include 3 PLN poles (9 M) and or 100 M cables | VA | 7700
2 | Customer guarantee cost (UJL) | VA | 7700
3 | Materai | Pcs | 2
9 | 900 VA - 1 phase
a. | Installation
1 | Permit, drawing, and installation guarantee cost for 3 Phase | VA | - | 0 | 0 | 0 | 0 | 0 | 0 | 0 | 0 | 0 | 0 | 0
2 | Permit, drawing, and installation guarantee cost for 1 Phase | VA | 900 | 0 | 0 | 0 | 0 | 0 | 0 | 0 | 0 | 0 | 0 | 0
3 | Power cable NYFGBY 4x16 mm2 (from pole KWH to MDP) Supreme or equivalent | m1 | 10 | 0 | 0 | 0 | 0 | 0 | 0 | 0 | 0 | 0 | 0 | 0
4 | KWH meter standard PLN complete with accessories for 3 Phase | unit |  | 0 | 0 | 0 | 0 | 0 | 0 | 0 | 0 | 0 | 0 | 0
5 | KWH meter standard PLN complete with accessories for 1 Phase | unit | 1 | 0 | 0 | 0 | 0 | 0 | 0 | 0 | 0 | 0 | 0 | 0
6 | Pole 3'' H.6 meter (galvanize) for placed KWH meter PLN | unit | 1
7 | Installation fee for 3 Phase | lot
8 | Installation fee for 1 Phase | lot | 1
9 | KWH Box Panel with safety lock dimension 70x50x30 cm , IP 66, broken white coloured with powder coating Incl.Change Over Switch 4P 63A Mounting Plate Type with handle selector (Kraus Naimer / Socomec type Sirco VM1 ) and Receptacle for Genset 3 Phase + NPE 32 A, IP 66 (Legrand / Mennekes), Cable Duct PVC 25 mm | Unit |  | 0 | 0 | 0 | 0 | 0 | 0 | 0 | 0 | 0 | 0 | 0
b. | Connection
1 | Installation cost (BP) include 3 PLN poles (9 M) and or 100 M cables | VA | 900
2 | Customer guarantee cost (UJL) | VA | 900
3 | Materai | Pcs | 2

## Site_Documentation
BILL OF QUANTITY
INDOSAT SMR PROJECT 2017
NO | DESCRIPTION | UNIT | VOL | JAKARTA | BODETABEK | JAWA BARAT & BANTEN | JAWA TENGAH | JAWA TIMUR | BALINUSRA | SUMBAGUT | SUMBAGSEL | KALIMANTAN | SULAWESI | MALUKU PAPUA
|  |  |  | Unit Price (IDR) | Unit Price (IDR) | Unit Price (IDR) | Unit Price (IDR) | Unit Price (IDR) | Unit Price (IDR) | Unit Price (IDR) | Unit Price (IDR) | Unit Price (IDR) | Unit Price (IDR) | Unit Price (IDR)
1 | Drawing and documentation | ls | 1 | 0 | 0 | 0 | 0 | 0 | 0 | 0 | 0 | 0 | 0 | 0
a. Site as built drawing A4 in term of acceptance
b. Documentation report (fotograph, as build drawing, certificate, guarantee, IMB,etc) :
- 1 Original Binder
- 4 Soft Copies on CD
- 2 Hard Copies
Grand total Site Documentation

## Additional Work
BILL OF QUANTITY
SITE DOCUMENTATION
NO | DESCRIPTION | UNIT | VOL | JAKARTA | BODETABEK | JAWA BARAT & BANTEN | JAWA TENGAH | JAWA TIMUR | BALINUSRA | SUMBAGUT | SUMBAGSEL | KALIMANTAN | SULAWESI | MALUKU PAPUA
|  |  |  | Unit Price (IDR) | Unit Price (IDR) | Unit Price (IDR) | Unit Price (IDR) | Unit Price (IDR) | Unit Price (IDR) | Unit Price (IDR) | Unit Price (IDR) | Unit Price (IDR) | Unit Price (IDR) | Unit Price (IDR)
a. | Tower Foundation
1 | Bore Pile dia 30 cm including bore, concrete, mob demob equipment, etc for depht bore pile as drawing approved | m' | 1 | 0 | 0 | 0 | 0 | 0 | 0 | 0 | 0 | 0 | 0 | 0
2 | Bore Pile dia 40 cm including bore, concrete, mob demob equipment, etc for depht bore pile as drawing approved | m' | 1 | 0 | 0 | 0 | 0 | 0 | 0 | 0 | 0 | 0 | 0 | 0
3 | Wooden Pile (Cerucuk) dia +10 cm length 400cm | Point | 1 | 0 | 0 | 0 | 0 | 0 | 0 | 0 | 0 | 0 | 0 | 0
4 | Wooden Pile (Cerucuk) dia +10 cm length 200cm | Point | 1 | 0 | 0 | 0 | 0 | 0 | 0 | 0 | 0 | 0 | 0 | 0
5 | Concrete K225 | m3 | 1 | 0 | 0 | 0 | 0 | 0 | 0 | 0 | 0 | 0 | 0 | 0
6 | Turbular well foundation/cyclope | m3 | 1 | 0 | 0 | 0 | 0 | 0 | 0 | 0 | 0 | 0 | 0 | 0
7 | Triangle mini pile 20 cm | m' | 1 | 0 | 0 | 0 | 0 | 0 | 0 | 0 | 0 | 0 | 0 | 0
8 | Triangle mini pile 25 cm | m' | 1 | 0 | 0 | 0 | 0 | 0 | 0 | 0 | 0 | 0 | 0 | 0
b. | Electricity
1 | Trafo 20 KVA - 1 Phase include accesoris, poles and installation complete (new) | Unit | 1 | 0 | 0 | 0 | 0 | 0 | 0 | 0 | 0 | 0 | 0 | 0
2 | Trafo 25 KVA - 3 Phase include accesoris, poles and installation complete (new) | Unit | 1 | 0 | 0 | 0 | 0 | 0 | 0 | 0 | 0 | 0 | 0 | 0
3 | Trafo 50 KVA - 3 Phase include accesoris, poles and installation complete (new) | Unit | 1 | 0 | 0 | 0 | 0 | 0 | 0 | 0 | 0 | 0 | 0 | 0
4 | Trafo 100 KVA - 3 Phase include accesoris, poles and installation complete (new) | Unit | 1 | 0 | 0 | 0 | 0 | 0 | 0 | 0 | 0 | 0 | 0 | 0
5 | Up grade trafo from 25 KVA up to 50 KVA (mutasi trafo) | Unit | 1
6 | Up grade trafo from 50 KVA up to 100 KVA (mutasi trafo) | Unit | 1
7 | Pole 9 meter (than over 3 poles) | Unit | 1
8 | Pole 11 meter (than over 3 poles) | Unit | 1
9 | Cable AAAC35 + N50 than over 100 m' | m' | 1 | 0 | 0 | 0 | 0 | 0 | 0 | 0 | 0 | 0 | 0 | 0
10 | Reimbursment (Multiguna) as receipt from PLN | Ls | 1 | 0 | 0 | 0 | 0 | 0 | 0 | 0 | 0 | 0 | 0 | 0
11 | AVR 15 KVA - 3 Phase include accessories and installation | Unit | 1 | 0 | 0 | 0 | 0 | 0 | 0 | 0 | 0 | 0 | 0 | 0
12 | Cable NYFGBY 4x10mm2 (over than 50 m) | m' | 1
13 | Cable NYFGBY 4x16mm2 (supply and install) | m' | 1 | 0 | 0 | 0 | 0 | 0 | 0 | 0 | 0 | 0 | 0 | 0
14 | Cable NYFGBY 4x25mm2 (supply and install) | m' | 1
c. | Fence and Landscaping
1 | Cut over than 100 m3 (include export soil) | m3 | 1 | 0 | 0 | 0 | 0 | 0 | 0 | 0 | 0 | 0 | 0 | 0
2 | Fill over than 100 m3 (include import soil) | m3 | 1 | 0 | 0 | 0 | 0 | 0 | 0 | 0 | 0 | 0 | 0 | 0
3 | Retaining Wall stone masonry | m3 | 1
4 | Access Road paving block | m2 | 1
5 | Access Road asphalt | m2 | 1
6 | Access Road macadam | m3 | 1
7 | Access Road concrete | m3 | 1
d | Tower
1 | Tray Vertical Ladder (for colocation site) | m' | 1
2 | Tray Horizontal ladder (for colocation site) | m' | 1
e | Genset Room
1 | Genset Room single dimension 3 x 4 m (open type) | unit | 1 | 0 | 0 | 0 | 0 | 0 | 0 | 0 | 0 | 0 | 0 | 0
2 | Genset Room single dimension 3 x 4 m (silent type) | unit | 1 | 0 | 0 | 0 | 0 | 0 | 0 | 0 | 0 | 0 | 0 | 0
3 | Genset Room double dimension 4 x 5 m (open type) | unit | 1 | 0 | 0 | 0 | 0 | 0 | 0 | 0 | 0 | 0 | 0 | 0
4 | Genset Room double dimension 4 x 5 m (silent type) | unit | 1 | 0 | 0 | 0 | 0 | 0 | 0 | 0 | 0 | 0 | 0 | 0
f | Jembatan kayu
1 | Balok 10 cm x 10 cm jenis Borneo | m3 | 1 | 0 | 0 | 0 | 0 | 0 | 0 | 0 | 0 | 0 | 0 | 0
2 | Balok 15 cm x 15 cm jenis Borneo | m3 | 1 | 0 | 0 | 0 | 0 | 0 | 0 | 0 | 0 | 0 | 0 | 0
3 | Papan 20 cm x 0.5 cm x 4 m Jenis Borneo | m3 | 1 | 0 | 0 | 0 | 0 | 0 | 0 | 0 | 0 | 0 | 0 | 0
4 | Papan 30 cm x 0.5 cm x 4 m Jenis Borneo | m3 | 1 | 0 | 0 | 0 | 0 | 0 | 0 | 0 | 0 | 0 | 0 | 0
5 | Balok 10 cm x 10 cm jenis Kamper | m3 | 1 | 0 | 0 | 0 | 0 | 0 | 0 | 0 | 0 | 0 | 0 | 0
6 | Balok 15 cm x 15 cm jenis Kamper | m3 | 1 | 0 | 0 | 0 | 0 | 0 | 0 | 0 | 0 | 0 | 0 | 0
7 | Papan 20 cm x 0.5 cm x 4 m Jenis Kamper | m3 | 1 | 0 | 0 | 0 | 0 | 0 | 0 | 0 | 0 | 0 | 0 | 0
8 | Papan 30 cm x 0.5 cm x 4 m JenisKamper | m3 | 1 | 0 | 0 | 0 | 0 | 0 | 0 | 0 | 0 | 0 | 0 | 0
9 | Balok 10 cm x 10 cm Jenis Kayu Besi | m3 | 1 | 0 | 0 | 0 | 0 | 0 | 0 | 0 | 0 | 0 | 0 | 0
10 | Balok 15 cm x 15 cm Jenis Kayu Besi | m3 | 1 | 0 | 0 | 0 | 0 | 0 | 0 | 0 | 0 | 0 | 0 | 0
11 | Papan 20 cm x 0.5 cm x 4 m Jenis Kayu Besi | m3 | 1 | 0 | 0 | 0 | 0 | 0 | 0 | 0 | 0 | 0 | 0 | 0
12 | Papan 30 cm x 0.5 cm x 4 m Jenis Kayu Besi | m3 | 1 | 0 | 0 | 0 | 0 | 0 | 0 | 0 | 0 | 0 | 0 | 0
13 | Balok 10 cm x 10 cm Jenis Kayu Damar Laut | m3 | 1 | 0 | 0 | 0 | 0 | 0 | 0 | 0 | 0 | 0 | 0 | 0
14 | Balok 15 cm x 15 cm Jenis Kayu Damar Laut | m3 | 1 | 0 | 0 | 0 | 0 | 0 | 0 | 0 | 0 | 0 | 0 | 0
15 | Papan 20 cm x 0.5 cm x 4 m Jenis kayu Damar Laut | m3 | 1 | 0 | 0 | 0 | 0 | 0 | 0 | 0 | 0 | 0 | 0 | 0
16 | Papan 30 cm x 0.5 cm x 4 m Jenis kayu Damar Laut | m3 | 1 | 0 | 0 | 0 | 0 | 0 | 0 | 0 | 0 | 0 | 0 | 0
g | Kebutuhan gedung
1 | Keramik Ruangan shelter 60x60cm | m2 | 1 | 0 | 0 | 0 | 0 | 0 | 0 | 0 | 0 | 0 | 0 | 0
2 | Keramik Ruangan shelter 40x40cm | m2 | 1 | 0 | 0 | 0 | 0 | 0 | 0 | 0 | 0 | 0 | 0 | 0
3 | Keramik Ruangan shelter 30x30cm | m2 | 1 | 0 | 0 | 0 | 0 | 0 | 0 | 0 | 0 | 0 | 0 | 0
4 | Keramik Kamar Mandi 20x20 cm | m2 | 1 | 0 | 0 | 0 | 0 | 0 | 0 | 0 | 0 | 0 | 0 | 0
5 | Keramik Kamar Mandi 20x25 cm | m2 | 1 | 0 | 0 | 0 | 0 | 0 | 0 | 0 | 0 | 0 | 0 | 0
6 | Kusen dan daun jendela alumunium ukuran 120 x 100cm | Lot | 1 | 0 | 0 | 0 | 0 | 0 | 0 | 0 | 0 | 0 | 0 | 0
7 | Sumur Bor approximatelly 50m depth | Lot | 1 | 0 | 0 | 0 | 0 | 0 | 0 | 0 | 0 | 0 | 0 | 0
8 | Pengadaan & Pasang Pompa Air (JET PUMP) untuk kedalaman 30-35 m Kapasitas maks : 75 liter/menit | Lot | 1 | 0 | 0 | 0 | 0 | 0 | 0 | 0 | 0 | 0 | 0 | 0
9 | Tangki Air 1000 lt Pinguin | bh | 1 | 0 | 0 | 0 | 0 | 0 | 0 | 0 | 0 | 0 | 0 | 0
10 | Tangki Air 650 lt Pinguin | bh | 1 | 0 | 0 | 0 | 0 | 0 | 0 | 0 | 0 | 0 | 0 | 0
11 | Tangki Air 500 lt Pinguin | bh | 1 | 0 | 0 | 0 | 0 | 0 | 0 | 0 | 0 | 0 | 0 | 0
12 | Bak kamar Mandi ukuran (60x60x60) cm3 | bh | 1 | 0 | 0 | 0 | 0 | 0 | 0 | 0 | 0 | 0 | 0 | 0
13 | Kran Kamar mandi merk TOTO | bh | 1 | 0 | 0 | 0 | 0 | 0 | 0 | 0 | 0 | 0 | 0 | 0
14 | Water Closet / WC duduk merk TOTO type standard | bh | 1 | 0 | 0 | 0 | 0 | 0 | 0 | 0 | 0 | 0 | 0 | 0
15 | Septic Tank ukuran pxlxt = (2x1x1.5)m3 | Lot | 1 | 0 | 0 | 0 | 0 | 0 | 0 | 0 | 0 | 0 | 0 | 0
Grand total Site Documentation